## Sample1
Key | Service Name | Specification | Accreditation
1 | Chemical Analysis - Optical Emission Spectroscopy (OES), X-ray fluorescence (XRF), Spectral analysis, on-site Positive Material Identification (PMI) | n/a | ISO 17025
2 | Failure Analysis (Damage investigations, production accompanying on-site examinations | n/a | ISO 17025
3 | ACIDIFIED SYNTHETIC SEA WATER TESTING (SWAAT TEST) - Copper Accelerated Acetic Acid-Salt Spray (CASS) | ASTM G85-11 A3 | n/a
4 | Intergranular Corrosion Test (Streicher Test, Huey Test) | DIN EN ISO 3651-1, ASTM A262 | n/a
5 | Salt Spray Testing | DIN EN ISO 9227, ASTM B117 | ISO 17025
6 | Alternate immersion corrosion test | n/a | ISO 17025
7 | Cleanliness - Particulate contamination of functionally relevant automotive parts | VDA Volume 19 Part 1 | ISO 17025
8 | Combined Corrosion Exchange Tests | VDA 612-415, PV 1210 | ISO 17025
9 | Combined Corrosion Exchange Tests | VDA 233-102, BMW AA-0326 SCAB, PV1209, Volvo STD 423-0014, Ford CETP 00.00-L-467, TRW TS34034181 | n/a
10 | Condensation / SO2 test climates | DIN 50018 | ISO 17025
11 | Cyclic heat and humidity testing | DIN EN 60068-2-30 | ISO 17025
12 | Environmental exposure - Cold Temperature | DIN EN 60068-2-1; VDE 0468-2-1 | ISO 17025
13 | Environmental exposure - Hot Temperature | DIN EN 60068-2-2; VDE 0468-2-2 | ISO 17025
14 | Environmental influences - Part 2-38: Test method - Test Z / AD: Composite test, temperature / humidity, cyclic | DIN EN 60068-2-38; VDE 0468-2-38 | ISO 17025
15 | Environmental Influences - Part 2-78: Test Method - Exam Cab: Humidity Heat, constant | DIN EN 60068-2-78; VDE 0468-2-78 | ISO 17025
16 | Environmental testing - Part 2-67: Tests - Examination Cy: Moisture heat, constant, accelerated testing, preferably for components | DIN EN 60068-2-67 | ISO 17025
17 | Metallic and other inorganic coatings - Sulfur dioxide test under general moisture condensation | DIN EN ISO 6988 | ISO 17025
18 | Paints and varnishes - Determination of resistance to moisture - Part 1: Condensation (one-sided stress); Part 2: Condensation (stress in a climatic chamber with heated Water tank); | DIN EN ISO 6270-1; DIN EN ISO 6270-2 | ISO 17025
19 | Road vehicles - Cleanliness of components for fluid systems - Part 3: Sample collection by spray cleaning for the detection of particles | ISO 16232-3 | ISO 17025
20 | Rockfall inpact (gravelometer) | VDA standards | ISO 17025
21 | Temperature cycling | DIN EN 60068-2-14; VDE 0468-2-14 | ISO 17025
22 | Thermal shock testing | n/a | ISO 17025
23 | Xenon arc (UV exposure, Xenon Weathering Test, Solar Radiation Testing, Accelerated Weathering Testing) | DIN EN ISO 4892-2 | n/a
24 | Brinell Hardness Testing | DIN EN ISO 6506-1 | ISO 17025
25 | Hardness Testing by Ultrasonic Contact Impedance - UCI (on site testing) | n/a | ISO 17025
26 | Hardness Testing on metallic & composite bearing materials | DIN ISO 4384-1, DIN ISO 4384-2, DIN ISO 4386-2 | ISO 17025
27 | Hardness Testing on Welds | DIN EN ISO 9015-1 | ISO 17025
28 | Jominy end quench hardenability | DIN EN ISO 642 | ISO 17025
29 | Knoop & Vickers Microhardness Testing | DIN EN ISO 6507-1 | ISO 17025
30 | Rockwell Hardness Testing | DIN EN ISO 6508-1, DIN 50103-3 | ISO 17025
31 | Bend Testing - Metals | DIN EN ISO 7438 | ISO 17025
32 | Charpy impact test | DIN EN ISO 148-1 | ISO 17025
33 | Compression Testing of Metallic Materials | DIN 50106 | ISO 17025
34 | Destructive tests of welds on metallic materials - bending tests | DIN EN ISO 5173 | ISO 17025
35 | Foundry Indentation Testing - Part 1: Sand, Gravity Molds and low pressure die; Part 2: Precision castings | DIN EN 1371-1; DIN EN 1371-2 | ISO 17025
36 | Impact Bending Test | DIN EN 148-1 | ISO 17025
37 | Tensile Testing of metals - room temperature | DIN EN ISO 6892-1 Method A & B | ISO 17025
38 | Determination and testing of case hardening depth | DIN EN ISO 2639 | ISO 17025
39 | Macroscopic and microscopic investigations of welds | DIN EN ISO 17639 | ISO 17025
40 | Metallographic examination of the content of non - metallic inclusions in steel (purity of steel) | DIN EN 10247, DIN 50602 | ISO 17025
41 | Microscopic examination of carbide formation in steels | SEP 1520 | ISO 17025
42 | Microscopic examination of free-cutting steels for sulphidic non-metallic inclusions with image rows | SEP 1572 | ISO 17025
43 | Microscopic testing of hot working steels | SEP 1614 | ISO 17025
44 | Microstructure of cast iron - Part 1: Graphite classification by visual evaluation | DIN EN ISO 945-1 | ISO 17025
45 | Photomicrographic determination of the apparent or quench grain size | DIN EN ISO 643 | ISO 17025
46 | Scanning Electron Microscopy/Energy Dispersive X-Ray Spectoscopy (SEM/EDS) | n/a | ISO 17025
47 | Standard Test Method for Determining Average Grain Size | ASTM E112 | ISO 17025
48 | Computed Tomography CT Scan | n/a | n/a
49 | Eddy Current Testing (Electrical Conductivity) | n/a | n/a
50 | Fluoroscopy Inspection | n/a | n/a
51 | Liquid Penetrant Inspection - PT | DIN EN ISO 3452-1, section 8; DIN EN 10228-2 | ISO 17025
52 | Magnetic Particle Inspection - MT | n/a | n/a
53 | Radiographic examination - Part 2: X-ray and gamma radiation techniques with digitaldetectors | DIN EN ISO 17636-2 | ISO 17025
54 | Radioscopic examination - RT - Part 3: General Basics for radioscopic testing of metallic materials with x-rays and gamma rays | DIN EN ISO 13068-3 | n/a
55 | Ultrasonic Inspection - UT & Immersion Ultrasonic - IUT | n/a | n/a
56 | Visual inspection - VT | n/a | n/a
57 | Optical Emission Spectroscopy (OES) | Documented In-House Method 1.15 | ISO 17025
58 | Positive Material Identification - PMI | ASTM E1476 | n/a
59 | Engineering Critical Assessments (ECA) | BS7910:2013+A1:2015+corr | ISO 17025
60 | Autoclave - Static |  | n/a
61 | Corrosion coupon testing, weight loss/mass, corrosion rate | ASTM G31, NACE TM0169 | n/a
62 | Crevice & Pitting Corrosion | ASTM G48 Method A, Shell ES/247 Rev 2 2003 (Withdrawn), BS4515-2; ASTM G46; ISO 11463; ASTM G78 | ISO 17025
63 | Intergranular Corrosion Susceptibility - Intergranular Attack (IGA/IGC/IGO) | ISO 365-1, ASTM A262 Practice A (Oxalic Acid Test), ASTM A262 Practice B (Streicher Test), ASTM A262 Practice C (Huey Test), ASTM A262 Practice E (Strauss Test), ASTM A262 Practice F, ASTM G28; ISO 3651 | ISO 17025
64 | Pitting Corrosion - Crevice Corrosion | ASTM G48-2011 Method A, B, E, F | ISO 17025
65 | Ripple Slow Strain Rate Testing (RSSR or RSRT) - Cyclic |  | n/a
66 | Sour Service Corrosion (HIC, SSC) using Hydrogen Sulfide H2S |  | n/a
67 | Sulfide Stress Cracking - SSC and SCC | NACE TM0177 Methods A, C, D; NACE TM0316; ASTM G36 | n/a
68 | Sulphide Stress Corrosion Cracking (SSCC) | NACE TM0177-05 (Method A), CTP02 | n/a
69 | Brinell Hardness Testing (on-site testing available) | ASTM A370, ASTM E10, ASTM E370 | n/a
70 | Equotip Hardness | Documented In-House Method Tech Proc No 3.2 | ISO 17025
71 | Rockwell Hardness (on-site testing available) | BS EN ISO 6508-1:2005, ASTM E18-14 | ISO 17025
72 | Rockwell Hardness Testing (on-site testing available) | BS EN ISO 6508-1, ASTM E18, ASTM A370 | ISO 17025
73 | Vickers Hardness (on-site testing available) | BS EN ISO 6507-1:2005, ASTM E384-11e1 | ISO 17025
74 | Vickers Hardness Testing (on-site testing available) | BS EN ISO 6507-1:2005, ASTM E92-16 | ISO 17025
75 | Vickers Hardness Testing (on-site testing available) | ASTM E384, ASTM E466:2007 | ISO 17025
76 | Bend Testing | API 1104; ASME IX; ASTM A370; ISO 15614-1; AWS B4.0, AWS D1.1, AWS D1.2, AWS D1.5, AWS D1.6 | n/a
77 | Bend Testing | BS EN ISO 7438, ASTM A370, ASTM E190, ASTM E290 | ISO 17025
78 | Bending Pressure (static, dynamic torsional and multiaxial loading) | Documented In-House Method | ISO 17025
79 | Charpy Impact Testing | BS EN ISO 148-1:2010, ASTM E23- 12c, ASTM A370-14 | ISO 17025
80 | Charpy Impact Testing | ASTM E23-16b | ISO 17025
81 | Charpy Impact Testing | BS EN ISO 148-1, ASTM E23, ASTM A370 | ISO 17025
82 | Compression Testing | ASTM E9-2009 | ISO 17025
83 | Compression Testing (Compressive Properties) | ASTM E9 | n/a
84 | Crystallinity | BS 131:Part 5:1965(1996) | ISO 17025
85 | Elevated Temperature Tensile & Elongation Testing | BS EN ISO 6892-2 :2011, ASTM E21-09 | ISO 17025
86 | Fatigue Crack Growth Testing - in Corrosive Environment | EX-OG-OP-CO-DA-44-MD25287, ASTM E647:2015 | ISO 17025
87 | Fatigue Crack Testing | BS EN ISO 12108:2012, ASTM E647:2015 | ISO 17025
88 | Fatigue Testing | BS4449:1997 (withdrawn) , BS 6744:2001+A2:2009, BS EN ISO 15630-1:2010, BS 4449:2005+A3:2016 | ISO 17025
89 | Fatigue Testing - Fasteners | NASM 1312-11:2013 | ISO 17025
90 | Fatigue Testing - In a Corrosive Environment (High Pressure and Temperature) | Documented In-House Method | ISO 17025
91 | Fatigue Testing - Steel Bars |  | n/a
92 | Fillet Fracture |  | n/a
93 | Fracture Mechanics - Crack Tip Opening Displacement - CTOD | BS 7448:Part 1:1991, BS EN ISO 15653:2010, ISO 12135:2002 | ISO 17025
94 | Fracture Mechanics - SENB Geometry | BS 7448:Part 1:1991; DNV OS F101-2010 | ISO 17025
95 | Fracture Mechanics - SENT Geometry | BS 8571:2014, DNV RP F108-2006 | ISO 17025
96 | Fracture Toughness Testing | BS 7448-1, BS EN ISO 15653 | ISO 17025
97 | Fracture Toughness Testing - Crack Tip opening Displacement - CTOD | API 1104; ASTM E399, ASTM E1290, ASTM E1820; BS 7448 Pts 1, 2, & 4; DNV-OS-F101 (SENB Geometry Jcritical), DNV-RPF108 (SENT Geometry Jcritical & JRcurve multi-specimen); ISO ISO 12135, ISO 12737, ISO 15653 | n/a
98 | Fracture Toughness Testing - Crack Tip opening Displacement - CTOD | BS 7448-1.2007A53:C54, BS7448-2.1997 (withdrawn), BS 7448-3:2005 inc. Corr 1, BS 7448-4:1997 inc. Corr 1, BS EN ISO 15653:2010, ISO 12135:2002, BS EN ISO 12737:2010 (withdrawn), ASTM E1820-2006 (withdrawn), ASTM E1820-2015a, ASTM E399:12e3, ASTM E1921-15ae1, ASTM B645:2010, ASTM B646:2012, ASTM E561:2015a, ASTM E1290:2008 (withdrawn), DNV-RP-F108:2006 | ISO 17025
99 | Fracture Toughness Testing (Single Edge Notched Tension (SENT) geometry) | BS 8571:2014 | ISO 17025
100 | Full Scale Simulated Pipe Reeling | Documented in house methods | ISO 17025
101 | Lateral Expansion and Percent shear | BS EN ISO 148-1, ASTM E23, ASTM A370 | ISO 17025
102 | Low and High Cycle Fatigue Testing | ASTM E466:2016, BS3518 Part 1:1993 (2015), BS3518 Part 3:1963 (2015), Documented in house methods | ISO 17025
103 | Nick Break | API 1104 | n/a
104 | Ring Tensile Testing | ISO 8496 | ISO 17025
105 | Shear Testing |  | n/a
106 | Small Scale straining (Simulated Reeling) | Documented in house methods | ISO 17025
107 | Stress-Strain Analysis |  | n/a
108 | Tensile Testing (Ambient & Elevated Temperature) | BS EN 2002-1:2005 , ASTM A370-15, ASTM B557-15, ASTM B557M-15, BS EN ISO 6892-1:2016, BS EN ISO 6892-2:2011, BS EN ISO 6892-3:2015, ASTM E8/E8M-15a, BS EN 2002-2:2005 corr 2010 | ISO 17025
109 | Tensile Testing (Ambient & Elevated Temperature) | BS EN ISO 6892-1, ASTM E8/E8M, ASTM A370, DNV-OS-F101 , BS EN ISO6892-2, ASTM E21 | ISO 17025
110 | Tensile Testing (Yield Strength) | BS EN ISO 6892-1:2009 Method B, ASTM E8-/E8M-13a Method A, ASTM A370-14, Documented In-House Method Test Proc No 2.4 | ISO 17025
111 | Weldments - Tensile, Impact, Bend, Hardness, Macro/Micro-examination | BS EN ISO 15614-1:2004+A2 :2012, BS EN ISO 15614-2:2005, BS EN 287:Part 1:2011, BS EN ISO 9606-1 :2013, BS EN ISO 9606-2:2004, BS EN ISO 4136:2012, BS EN ISO 9016:2012, BS EN ISO 5173:2010+A1:2011, BS EN ISO 5178 :2011, BS EN ISO 9015-1:2011, BS EN ISO 9017:2013, BS EN ISO 17639:2013, BS 4872:Part 1:1982(1995), BS 4872:Part 2:1976(1995), BS 4515-1:2009, BS 4515-2:1999, API 1104- 21st Edition:2013, API 6A 20th edition, AWS D1.1/D1.1M:2010, ASME IX- 2013 | ISO 17025
112 | Crystallinity | ASTM A370-15 | ISO 17025
113 | Delta Ferrite (Inclusion) Measurement (Inductive, Magne Gage, Manual Point Count, Automatic Image Analysis) | EN-ISO 8249, AWS A4.2, ISO 13520, ASTM E562, ASTM E1245 | n/a
114 | Determination of surface features | Documented In House Method visual and SEM | ISO 17025
115 | Detrimental Intermetallic Phase Determination in Duplex Stainless Steel | ASTM A923 | n/a
116 | Dimensional inspection |  | n/a
117 | Failure Analysis |  | n/a
118 | Ferritescope Testing |  | n/a
119 | Grain Size | ASTM E112-2013, ISO 643 | ISO 17025
120 | Grain size (comparison method) | ASTM E112 | ISO 17025
121 | Identification of Surface Structure and Modes of Failure | Documented In-House Method No.4.12 using scanning electron microscopy | ISO 17025
122 | Inclusion Content | ASTM E45, Methods A & D | n/a
123 | Inclusion Content (Cleanliness) |  | n/a
124 | Macroetch |  | n/a
125 | Macro-examination | Documented In-House Method No. 4.13 | ISO 17025
126 | Macroscopic exam of rebar | BS 4449:2005+A3:2016 , BS4449:1997 (withdrawn) , BS 6744:2001+A2:2009, BS EN ISO 15630-1:2010 | ISO 17025
127 | Metallographic Evaluaton | ASTM E3, ASTM E45, ASTM E112, ASTM E247, ASTM E381, ASTM E384, ASTM E562, ASTM E883, ASTM E930, ASTM E1077, SAE J422, ISO 26146 | n/a
128 | Metallographic Sample Preparation | ASTM E3 | n/a
129 | Micro Structural Analysis |  | n/a
130 | Microetch | ASTM E407 | n/a
131 | Micro-examination | Documented In-House Method No. 4.14 | ISO 17025
132 | Replica Testing |  | n/a
133 | Rib geometry | BS 4449:2005+A3:2016 , BS4449:1997 (withdrawn) , BS 6744:2001+A2:2009, BS EN ISO 15630-1:2010 | ISO 17025
134 | Scanning Electron Microsopy (SEM) / Energy Dispersive Spectroscopy (EDS-EDX) | ASM Handbook, Vol. II; ASTM E1508 | n/a
135 | Surface examination using metallographic replica | Documented In House Methods, BS ISO 3057 | ISO 17025
136 | Visual Inspection | ASME Section V, Article 6 ; AWS D1.1 | n/a
137 | Volume Fraction | ASTM E562-11 | ISO 17025
138 | Volume Fraction | ASTM E562, Shell ES/247 Rev 2 Appendix A 2003(withdrawn), DEP 30.10.02.35 EPE 2008 | ISO 17025
139 | Magnetic Permeability *See Limitations* | ASTM A342, ASTM A342M; MIL-I-17214 | n/a
140 | Nital Etch | AMS 2649 | ISO 17025
141 | X-Ray Fluorescence (XRF) *See Limitations* | NDE-60.18 | n/a
142 | Standard Specimen Machining |  | n/a
143 | Weld & Welder Qualification |  | n/a
144 | Weld Inspection, Certified by CWI |  | n/a
145 | Weld Procedure |  | n/a
146 | Weld Testing: Bend, Fracture, Hardness, Macro, Micro | API 5L 45th Edition errata 2015, API 1104 (21st Edition+3erratas)2013 Add 2014, API 1104 (21st Edition+3erratas)2013 Add 2014, BS EN ISO 15614-1:2004+A2:2012, BS EN ISO 9015-1:2011, BS EN ISO 9015-1:2011, BS EN ISO 5178:2011, ASME IX: 2015, AWS D1.1/D1.1M-2015, DNV-OS-F101 Aug 2010 (withdrawn), DNV-OS-F101 Aug 2013, DNV-OS-F101 Aug 2013, DNV-RP-F118 2010, BS EN ISO 17639:2013, BS EN ISO 17660-1:2006 corr 2008, BS EN ISO 17660-2:2006 corr 2008 | ISO 17025
147 | Welding Testing: Bend, Fracture, Hardness, Macro, Micro | API 5L 45th Edition, API 1104 (20th Edition), BS EN ISO 9606-2, BS EN ISO 15614-1:2004+A2, BS EN ISO 15614-2, BS EN ISO 9015-1, BS EN ISO 9016, BS EN ISO 5178, BS EN ISO 4136, BS EN ISO 5173+A1, BS EN 1320, BS EN 1321, BS 2654 (Withdrawn), BS 4515-1, BS 4515-2, PD 5500, BS 4870:Part 3 (Withdrawn), BS 4871:Part 3, ASME IX , AWS D1.1/D1.1M, DNV-OS-F101 | ISO 17025
148 | Calibration of Concrete Cube Testing Machines | BS EN ISO 7500-1:2004, ASTM E4-15 | ISO 17025
149 | Failure Analysis | In-house method | N/A
150 | Visual Examination | In-House Method, ASTM E1188 | N/A
151 | Soil Sample Testing | ASTM D1557-12e1 | ISO 17025
152 | Bituminuous Materials Testing | ASTM D3549-11, ASTM D6307-16, ASTM D6926-10, ASTM D6927-15, BS 1881:Part 114:1983 (withdrawn), BS EN 12390-7: 2009, BS EN 12390-2: 2009, BS EN 12390-3: 2009, BS EN 12504-1:2009, ASTM C1202- 12, RILEM CPC 11.1:1984, DIN 1048:Part 5:June 1991, BS1881:Part 124: Clause 12.1:2015, BS 1377 Part 3:1990, BS 1377:Part 4:1990, ASTM D1883-14 | ISO 17025
153 | Scanning Electron Microscopy (SEM) / Energy Dispersive Spectroscopy (EDS/EDX) | In-House Method, ASTM E1508 (EDS analysis) | N/A
154 | Aggregate Sampling | BS 812:Part 102:1989 | ISO 17025
155 | Aggregate Testing | BS 812:Part 2:1995, BS 812:Part 103 Section 103-1: 1985, BS 1377:Part 2:1990, BS 812:Part 105:Section 105.1: 1989, BS 812:Part 105:Section 105.2: 1990, BS 812:Part 109:1990, BS 1377:Part 2:1990, BS 812:Part 110:1990, ASTM D2216-10, BS 812:Part 112:1990, BS 812:Part 117:1988 (App C), BS 812:Part 118:1988, ASTM C117-13, ASTM C127-15, ASTM C131-14, ASTM C535-12, ASTM C136-14, ASTM C142-10, ASTM C566-13, ASTM D2726-14, ASTM D5444-15 | ISO 17025
156 | Fresh Concrete Testing | BS 1881:Part 101:1983, ASTM C172/C172M-14a, BS 1881:Part 102:1983, BS 1881:Part 102:1983, ASTM C143/C143M-15a, BS EN 12350-1: 2009, BS EN 12350-2: 2009, ASTM C1064/C1064M-12, BS 5328: Part 4: 1990 | ISO 17025
157 | Hardened Concrete Testing | BS EN 12504-1:2009, Documented In-House EX-M-OP-CMT-AUH-MD001 | ISO 17025
158 | Reinforced Concrete Testing | BS 1881:Part 204:1988 | ISO 17025
159 | Soil Sample Testing | BS 1377:Part 9:1990, ASTM D1556-15e1 | ISO 17025
160 | Aggregates Testing | ASTM C40/C40M-11 / ASTM C702/C702M-11;ASTM C88-13/ ASTM C702/C702M-11;AASHTO T104-94 / ASTM C702/C702M-11;ASTM C88-13/ ASTM C702/C702M-11;AASHTO T104-94 / ASTM C702/C702M-11;ASTM D2419-14 / ASTM C702/C702M-11;AASHTO T176-00 / ASTM C702/C702M-11;BS 812-117:1988 Appendix C / BS 812-102:1989;BS 812-106:1985;ASTM C123/C123M-14 / ASTM C702/C702M-11;ASTM C566-13 / ASTM C702/C702M-11;ASTM C1260-14;BS 812-2.6.3 :1995;ASTM C29/C29M-16 / ASTM C702/C702M-11;BS 812-119:1985;ASTM D5821-13 / ASTM C702/C702M-11;BS 812-120:1989;BS EN 1367-2 : 2009;BS 812 Part 2 Method 5.4: 1995;BS 812 Part 2 Cl 5.7: 1995;BS 812-106: 1985;BS 812-118:1990 Method 5;BS EN 1744-1 Cl. 15.1:2009;BS EN 1744-5:2006 / BS EN 932-2:1999;BS EN 1744-1 Cl. 12:2009 / BS EN 932-1:1997;BS EN 1744-1 Cl. 7:2009(E); BSEN 1097 PART 2:2010 Annex E;BS EN 1744 Part 1: 2009;BS EN 933 Part 1: 2012 | N/A
161 | Asphalt/Bituminuous Paving Mixtures | ASTM 2995-14 Option A;ASTM D2041/2041M-11;ASTM D546-17 / ASTM C702/C702M-11;ASTM D5/D5M-13;ASTM D36/D36M-14;BS EN 12967-23 : 2003; ASTM D4867/D4867M-09;AASHTO T245-97(2001);AASHTO T30-93 (1998);AASHTO T308-99 (Method A);AAASHTO T230-68 (1993) | N/A
162 | Cement Testing | BS EN 196-1:2016;ASTM C109/C109M-16a;BS / ASTM AASHTO T260;ASTM C187-11ϵ1, C191-13, C204-16, C185-15a, C109/C109M-16a; ASTM C191-13, C109/C109M-16a; ASTM C186-15a; BS EN 196-1:2016; BS EN 196-3:2005+A1:2008; BS 6699 : 1992 Appendix E; ASTM C185-08 cl 9.4; BS 4550 -3 Cl 3.8 : 1978; ASTM C1240-15 Clause 16 and Appendix | N/A
163 | Masonry (Solid/Hollow Blocks/Paving Blocks/Kerbstone/Ceramic Tiles/Granite/Marble) | BS EN 13478-1:2004;BS EN 13478-1:2004;ASTM C67-13a;BS 6073-1: 1981 App A & B / BS 6073-2:1981 Appendix B; ASTM C880/C880M-15; ASTM C99/C99M-15 10 samples; ASTM C99/C99M-15 5 samples; ASTM C170/C170M-2015; ASTM C97/C97M-15; BS 4551-1:1998;ASTM C157/C157-08; BS EN ISO 10545-3: 1997; BS EN ISO 10545-4: 1997;BS EN ISO 10545-14; BS 6717-1: 1993; ASTM C20-00 (Reapproved 2015); ASTM C113-14; ASTM C133-97 (re2015) / ASTM C134-95 (re2010); ASTM C133-97 (ra2015), C113-14, C20-00 (ra 2015); ASTM C140/C140M-16; ASTM C1386-98 Clause 8.0; ASTM C579-01(2012); BS 6717-1:1993 S-type; BS 6703-2: 1981; BS EN 445: 1997 / BS EN 445: 2007; BS 7263 part 1: 1994 Annex C; BS EN 772-1 :2000 , BS EN 772-16:2000; BS EN 772-13 : 2000; BS 6073 Part 1:1981 Appendix; BS EN 1338:2003(E); BS 6319 Part 2 : 1983; BS EN 10545 Part 2: 1997; BS EN 13748-1:2004(E); ASTM C134-95 (Reapproved 2010) Clauses 6 & 7; ASTM C133-97 (Reapproved 2015); ASTM C940-16; BS EN 12372: 2006; BS EN 13892-1 & 2: 2002;BS EN 13892-1: 2003; BS EN 1338: 2003 Annex F | N/A
164 | Rock Testing | BS EN 13383-2:2002 – Clause 6 and CIRIA C683; BS EN 13383 Part 2 Cl. 6 : 2002 ; Generally in accordance with BS EN 13383-2:2002 – Clause 6 and CIRIA C683; ISRM 1985; ISRM 1985; ISRM 1985; CIRIA SPECIAL PUBLICATION 83/CUR REPORT 154 Clause A 2.11; BSEN 1926 : 1999 Annex A; BS 13383 Part 2 : 2002; BS EN 13383 Part 1, Clause 4.4: 2013 / BS EN 13383 Part 2: 2013 Cl. 7; ASTM D2938:1995 / ASTM D4543-08; CIRIA Special publication 83/CUR report 154 | N/A
165 | Soil/Earthwork Testing | ASTM D422-63(2007)e1 / ASTM D421-85 (2007); BS 1377-2:1990 Clause 4.5; ASTM D4318-10e1 / ASTM C702/C702M-11; ASTM D698-12ϵ2; BS 1377-2:1990 Section 6.5; BS 1377-9:1990 Section 5.1; ASTM G57-06; ASTM D2922-05; ASTM D2922-05 / ASTM D1556-07; ASTM D2922-05 / ASTM D1556-07; BS 1377-3:1990 Method 6.3 / BS 1377-1:2016; BS 1377-3:1990 Method 3.0; BS 1377-3:1990 Method 9.5 / BS 1377-1:2016; BS 1377-3:1990 Method 5.3 / BS 1377-1:2016; BS 1377-3:1990 Method 7.2 / BS 1377-1:2016; BMTS-ADC-TP001; BS 1377-9:1990 Section 4.1 ; ASTM D4643 -08; ASTM D4564-08e1; ASTM D4564-08e1; BS 1377-9:1990 Section 4.3;AASHTO T88-00; AASHTO T193-10 / AASHTO T180-10; AASHTO T180-10; AASHTO T89 & T90; ASTM D854-14; BS 1377-2 : 1990 Cl. 4.3; BS 1377-2 : 1990 Cl. 8.2/8.4; ASTM D2922-05 / ASTM D3017-05; ASTM D6938-15; ASTM D422-63 (Re-approved 2007); ASTM D422-63 (Re-approved 2007); BS 1377 Part 9:1990 Method 2.5.9.1; ASTM D 4253-16 / 4254-16; BS 1377 Part 4.7:1990 cl 4.5.4-Single Stage; ASTM D3080-04; TEST METHOD: ASTM D4718 - 87 re1994e2; ASTM D 4959-16; ASTM D1633 – 2000 (reapproved 2007); ASTM D4564-08e1; AASHTO T191-14; AASHTO T265-12; ASTM D6951/D6951M-09 | Not Accredited
166 | Water Testing | BS 1427 Cl 5.3.5: / APHA 4500H+B 22nd Edition; BS 1427 Cl 5.4: /APHA 2540C 22nd Edition; BS 1427: Cl 4.3;BS 1427: Cl 4.6; BS 1427 Cl 5.2 /APHA 2520B 22 Edition; BS 1427 Cl4.1 / BS 9963;Ex –m- op-ch-md20/ APHA 2540 D 22nd Edition; BS 1427 Cl 5.5 / APHA 2130 B 22nd Edition; BS 1747 Cl 5.2 | N/A
167 | Hardened Concrete Testing | ASTM C642-13; DIN 1048-5:1991; BS 1881-207:1992; BS 1881-208:1996; BS EN 12504-4:2004 / ASTM C597-09; BS EN 12504-2:2012; ASTM C403/C403M-16; ASTM C42/C42M-13; ASTM C39/C39M-16b; ASTM C876-09; ASTM C805/C805M-13a; ASTM C232/C232M-14; BS EN 12390-8:2009; BS 1881-203:1986 & BS 6089:1981 Clause 9.3; BMTS ADC TP008; ASTM C138/C138M-16a / ASTM C172/C172M-14a; ASTM C469/C469M-14 / ASTM C42/C42M-13 / ASTM C39/C39M-15a; Trial Mix Verification; BS EN 1367-4: 2008; BS EN 445:2007 / ASTM C939/C939M-16a; BS 1881-118:1983; STM C78/C78M-15b; BS 1881-108:1983; NT Build 492-199-11; BS 1881-107 : 1983; ASTM C496/C496M-11; BS 1881-117 : 1983; ASTM C495/C495M-12; ASTM C495/C495M-12; BS 1881 Part 114: 1983; BS EN 480-4: 2005; NT Build; DIN 18501; BS EN 12350 Part 6:2009; BS EN 12390-6: 2009; BS EN 12390-3 & 7: 2009; NT BUILD 443 Approved 1995-11; BS EN 12390-7 Cl. 5.4: 2009; BS EN 445:1997; BS 8204 Part 1: 2003; In-House Test Method E-OP-CM-PM-AUH-MD010; BS 8204 Part 1: 2003; BS 4551 Part 1: 1998; ASTM C157/C157-08 (Reapproved 2014)e1; BS EN 13892 Part 1: 2002; ASTM C31/C31M-12 / ASTM C172/C172M-14a; ASTM D4138-07a (reapproved 2013): Method A - Groove Cutting Method; ASTM D4541: 2009e1 Cl 7.1.2 Method B; BRE DIGEST 343-1989 using slider type Tell Tales; ASTM C1583/C1583M-04e1; ASTM E 736 – 00 (Reapproved 2011) ; ASTM E605 - 93 (Reapproved 2011) | N/A
168 | Assessment | Approved Document B, NFPA, Australian Building Code, Saudi Building Code, UAE Fire Code (any other international standard for fire)
169 | Compartmentation drawings | Approved Document B, NFPA, Australian Building Code, Saudi Building Code, UAE Fire Code (any other international standard for fire)
170 | Detail review | Approved Document B, NFPA, Australian Building Code, Saudi Building Code, UAE Fire Code (any other international standard for fire)
171 | Expert Witness | Approved Document B, NFPA, Australian Building Code, Saudi Building Code, UAE Fire Code (any other international standard for fire)
172 | Fire Risk | Approved Document B, NFPA, Australian Building Code, Saudi Building Code, UAE Fire Code (any other international standard for fire)
173 | Fire strategy report | Approved Document B, NFPA, Australian Building Code, Saudi Building Code, UAE Fire Code (any other international standard for fire)
174 | Heat transfer analysis (Finite Element) | Approved Document B, NFPA, Australian Building Code, Saudi Building Code, UAE Fire Code (any other international standard for fire)
175 | Heat transfer analysis (Hand Calculation) | Approved Document B, NFPA, Australian Building Code, Saudi Building Code, UAE Fire Code (any other international standard for fire)
176 | Means of escape modelling (Finite Element) | Approved Document B, NFPA, Australian Building Code, Saudi Building Code, UAE Fire Code (any other international standard for fire)
177 | Means of escape modelling (Hand Calculation) | Approved Document B, NFPA, Australian Building Code, Saudi Building Code, UAE Fire Code (any other international standard for fire)
178 | Passive Fire Protection Inspection | Approved Document B, NFPA, Australian Building Code, Saudi Building Code, UAE Fire Code (any other international standard for fire)
179 | Radiation Analysis | Approved Document B, NFPA, Australian Building Code, Saudi Building Code, UAE Fire Code (any other international standard for fire)
180 | Smoke Modelling (CFD) | Approved Document B, NFPA, Australian Building Code, Saudi Building Code, UAE Fire Code (any other international standard for fire)
181 | Smoke Modelling (Zone) | Approved Document B, NFPA, Australian Building Code, Saudi Building Code, UAE Fire Code (any other international standard for fire)
182 | Fire Testing - Full Scale Tests | BS 8414 Part 1 & Part 2.
183 | Calibration of Balance | ASTM E898-88(13) | ISO 17025
184 | Calibration of Caliper | JIS B7507:1994 | ISO 17025
185 | Calibration of Extensometers | BS EN ISO 9513:2012, ASTM E83-10 | ISO 17025
186 | Calibration of Micrometer | JIS B7502:1993 | ISO 17025
187 | Calibration of Proving Ring | BS 1377:Part 1:1990 | ISO 17025
188 | Calibration of Universal Testing Machines | BS EN ISO 7500-1:2004, ASTM E4-15 | ISO 17025
189 | Flatness of Platens and Spacing Blocks | BS EN 12390-4:2000, BS 1881 Part 115:1986 (superseded) | ISO 17025
190 | Verification of flatness of platens and spacing blocks | BS EN 12390-4:2000, BS 1881-115:1986 | ISO 17025
191 | Acid Mists | NIOSH 7903
192 | Air Flow | EX-M-OP-AA-MD004
193 | Aldehydes | MDHS 102
194 | Amines | MDHS 96
195 | Ammonia (NH3) | EX-M-OP-AA-MD004, NIOSH 6015, EX-M-OP-AA-MD004, NIOSH 6015, EN 14791, EN 14791
196 | BTEX | US EPA CFR Part 50, UK EA TGN M9
197 | Carbon Dioxide | EX-M-OP-AA-MD004, US EPA Method 3A
198 | Carbon Monoxide | US EPA CFR Part 50, UK EA TGN M9, In house method E-M-OP-AA-MD002, US EPA Method 10, EX-M-OP-AA-MD004 | ISO 17025 DAC
199 | Chlorine | NIOSH 6011
200 | Dioxins, Furans & PCBs | US EPA Method 23A / EN 1948 | ISO 17025 DAC & GAC
201 | Environmental Noise | EX-M-OP-NO-MD001 | ISO 17025 DAC & GAC
202 | Formaldehyde | EX-M-OP-AA-MD004
203 | Groundwater Sampling | EX-M-OP-GW-MD001
204 | Heavy Metals | US EPA Method 29 | ISO 17025 DAC & GAC
205 | Hydrogen Chloride | US EPA Method 26/a | ISO 17025 DAC & GAC
206 | Hydrogen Cyanide | MDHS 56/3, US EPA OTM 39 | ISO 17025 DAC & GAC
207 | Hydrogen Fluoride | US EPA Method 26/a, US EPA Method 13b | ISO 17025 DAC & GAC
208 | Hydrogen Sulphide | US EPA CFR Part 50, UK EA TGN M9, EX-M-OP-AA-MD004, OSHA 1008, US EPA Methd 11, EN 13649 | ISO 17025 DAC & GAC
209 | Inhalable/Respirable dust | MDHS 14/4
210 | Metals in Air | NIOSH 7300
211 | Meteorological | US EPA CFR Part 50, UK EA TGN M9
212 | Methane / Non Methane VOCs | US EPA CFR Part 50, UK EA TGN M9
213 | Nitric Oxide / Nitrogen Dioxide | US EPA CFR Part 50, UK EA TGN M9, In house method E-M-OP-AA-MD002 | ISO 17025 DAC
214 | Oxides of Nitrogen (as NO2) | US EPA Method 7E | ISO 17025 DAC & GAC
215 | Oxygen | US EPA Method 3A | ISO 17025 DAC & GAC
216 | Ozone | US EPA CFR Part 50, UK EA TGN M9, In house method E-M-OP-AA-MD002, EX-M-OP-AA-MD004 | ISO 17025 DAC
217 | PAHs | ISO 11338 | ISO 17025 DAC & GAC
218 | Particulates | US EPA Method 5 & 17, EN 13284-1 | ISO 17025 DAC & GAC
219 | PM10 & PM2.5 | US EPA Method 201A
220 | PM10 & PM2.5 | EX-M-OP-AA-MD004
221 | Soil Sampling | In house
222 | Speciated Organics | US EPA Method 18 / EN 13649
223 | Speciated Organics | EX-M-OP-AA-MD004
224 | Sulphur Dioxide | US EPA CFR Part 50, UK EA TGN M9, In house method E-M-OP-AA-MD002 | ISO 17025 DAC
225 | Sulphur Dioxide | US EPA Method 6/6C | ISO 17025 DAC & GAC
226 | TSP, PM10 & PM2.5 | US EPA CFR Part 50, UK EA TGN M9, In house method E-M-OP-AA-MD003 | ISO 17025 DAC
227 | Volatile Organic Compounds by GC/MS | MDHS 96, EX-M-OP-AA-MD004, US EPA Method 25A | ISO 17025 DAC & GAC
228 | Chemical Analysis - Infrared Combustion | Documented In-House Method EX-M-OP-CH-AUH-MD129, Documented In-House Method EX-M-OP-CH-AUH-MD128 | ISO 17025
229 | Inductively Coupled Plasma (ICP) | Documented In-House Method EX-M-OP-CH-AUH-MD110 | ISO 17025
230 | Optical Emission Spectroscopy (OES) | Documented In-House Method EX-M-OP-CH-AUH-MD101, Documented In-House Method EX-M-OP-CH-AUH-MD107, Documented In-House Method EX-M-OP-CH-AUH-MD101 | ISO 17025
231 | Hydrogen Induced Cracking (HIC) - Have Saudi Aramco approval | NACE TM0284:2016, EFC 16:2009 3rd Edition, Documented In-House Method E-M-OP-MC-CO-MD-007, SP2041- 2014, DEP 30.10.02.16 Gen Sep 2012, KOC MS- 001 Rev. 2 , 01-SAMSS - 016 Dec 2013 | ISO 17025
232 | Pitting & Crevice Corrosion Resistance | ASTM G48-11(2015) Methods A, C, D, & E, MESC SPE74/014, 01- SAMSS -044 Dec 2011, ASTM G46 | ISO 17025
233 | Sour Service Corrosion Testing using Hydrogen Sulfide H2S | HSE OTI 95 635 (1996); BS8701: 2016 | ISO 17025
234 | Sulfide Stress Cracking - SSC and SCC | NACE TM0177 Method C Only; NACE TM0316 | ISO 17025
235 | Sulphide Stress Cracking (SSC) | ASTM G39-99(2011), EFC 16:2009 3rd Edition, Documented In-House Method E-M-OP-MC-CO-MD-009, SP2041- 2014, DEP 31.40.20.37 Gen Feb 2012 | ISO 17025
236 | Susceptibility to Intergranular Corrosion | ASTM G28-02 (2015) Method A, ASTM A262-15 Practices A, B, C & E, ISO 3561 - 2: 1998 | ISO 17025
237 | Hardness & Microhardness Testing | BS EN ISO 6506-1:2014, ASTM E10-15a, BS EN ISO 6508-1:2015, ASTM E18-16, BS EN ISO 6507-1:2005, ASTM E92-16 | ISO 17025
238 | Bend and Rebend Testing | BS 4449:1988 (withdrawn), ASTM A615/A615M-16, BS 4449:1997 (withdrawn), BS 4449:2005+A3:2016 | ISO 17025
239 | Bend Testing | BS EN ISO 7438:2016 | ISO 17025
240 | Charpy Impact Testing | BS EN ISO 148-1:2016, ASTM E23-16b, ASTM A370-16 | ISO 17025
241 | Coupler Mechanical Testing | BS 8110, IN House Procedure | N/A
242 | Elevated teparature tensile testing | ISO 6892-2 , ASTM E21 | ISO 17025
243 | Fasteners Mechanical Testing | ASTM F606 / ISO 898-1 & 2 | N/A
244 | Fatigue Testing | BS 4449:1997 Amd’t1 (withdrawn), BS 4449:2005+A2:2009, BS 6744:2001+A3 2016 | ISO 17025
245 | Fracture Toughness Testing (CTOD) | BS 7448-1:1991 | ISO 17025
246 | General Coatings Testing | DIN 30670-91/ISO 21809/NFA 49711/EN 12068-98;DIN 30670-91/ISO 21809/NFA 49711/EN 12068-98 ;ASTM D4541-09/BS EN ISO4624:03;ASTMD522-13;ASTM G95/DIN 30670-91/ISO 21809/NFA 49711/CSA Z245.20-02;Elcometer Method; Client requirement;ASTMD638:08;ASTM (D2583-13-/D2240-15/D3363-00;DIN EN 10289:04;ISO 21809, ASTM G62:07;ISO 21809, API RP 5L9-01; DIN 30670-91/ISO 21809/NFA 49711/ASTM G14-04:10 ; DIN 30670-91/ISO 21809/NFA 49711; ASTM D1002:05/ISO 21809; ASTM D570-98:2010; ASTM D523-89:99; ASTM G154-2016; ASTM B117-16 & BS EN ISO 9227-12 | N/A
247 | Load Testing - Manhole Covers | BS EN 124:2015, BS EN 1433:2002 | ISO 17025
248 | Projected Rib Area (Fatigue) | BS 4449:1997 Amd’t1 (withdrawn), BS 4449:2005+A3:2016, BS EN ISO 15630-1:2010 | ISO 17025
249 | Tensile Testing (Ambient Temperature) | BS EN ISO 6892-1:2009, ASTM E8/E8M-16a, ASTM A370-16, API 5L 45 th Edition 2013 | ISO 17025
250 | Tensile Testing (Concrete Reinforcements) | BS 4449:1997 (withdrawn), BS 4449:2005+A3:2016, ASTM A615/A615M-16 | ISO 17025
251 | Ferrite Content | Documented In-House Method MET 04 using Fischer Ferritscope | ISO 17025
252 | General Metallographic Examination: Ferrite Content, Grain Size, Volume Fraction | Documented In-House Method MET 04 using Fischer Ferritscope, ASTM E112-13, ASTM E562-11, ASTM A262 Practice A, B, C, E; ASTM A923 | ISO 17025
253 | Grain Size | ASTM E112-13 | ISO 17025
254 | Volume Fraction | ASTM E562-11 | ISO 17025
255 | Weld Testing & Inspection | BS EN ISO 5173:2010 + A1:2011, BS EN ISO 9017:2013, BS EN ISO 9015-1:2011, BS EN ISO 9016:2012, BS EN ISO 4136:2012, BS EN ISO 5178:2011, BS EN ISO 17639:2013, BS 4515-1:2009, BS 4515-2:1999, BS EN ISO 15614-1:2004 + A2:2012, BS EN ISO 15614-2 :2005, BS EN 287:Part1:2011, BS EN ISO 9606-1:2013, BS EN, ISO 9606-2:2004, ASME IX-15, API 1104 21st Edition 2013 Addendum 2:2015, AWS D1.1/D1.1M-2015, BS 7448:Part 2:1997 (withdrawn), BS EN ISO 15653:2010 | ISO 17025
256 | cGMP Consulting - Sterilization of Health Care Products, Compressed Air / Gas Testing, Classification of Air Cleanliness, Media Fill, Disinfection Qualification, Microbiological Control and Monitoring of Aseptic Processing Environments, Sterile Product Packaging – Integrity Evaluation, Water for Pharmaceutical Purposes, Water System Validation (IQ/OQ/PQ) | ANSI / AAMI / ISO11135 / 11137; ISO 14644-1; USP <1072>; USP <1116>; USP <1207>; USP <1231> | ISO 17025, FDA registered, DEA licensed, GMP compliant
257 | Compliance on Demand™ Aseptic Technique Testing |  | ISO 17025, FDA registered, DEA licensed, GMP compliant
258 | Bacterial Water Analysis |  | ISO 17025, FDA registered, DEA licensed, GMP compliant
259 | Biological Indicators — Resistance Performance Tests — Total Viable Spore Count (Population Verification), Identification, Purity | USP <55> | ISO 17025, FDA registered, DEA licensed, GMP compliant
260 | Package Integrity Testing - Microbial, immersion test, Dye leak test |  | ISO 17025, FDA registered, DEA licensed, GMP compliant
261 | Bacteria and mold identification |  | ISO 17025, FDA registered, DEA licensed, GMP compliant
262 | Bacterial endotoxin |  | ISO 17025, FDA registered, DEA licensed, GMP compliant
263 | Bacteriostasis and fungistasis (Sterility Suitability) |  | ISO 17025, FDA registered, DEA licensed, GMP compliant
264 | Bioburden/microbial enumeration test |  | ISO 17025, FDA registered, DEA licensed, GMP compliant
265 | Biological indicators (BIs) for sterility |  | ISO 17025, FDA registered, DEA licensed, GMP compliant
266 | Compliance on Demand™ |  | ISO 17025, FDA registered, DEA licensed, GMP compliant
267 | Container closure studies |  | ISO 17025, FDA registered, DEA licensed, GMP compliant
268 | Media incubation and growth promotion |  | ISO 17025, FDA registered, DEA licensed, GMP compliant
269 | Sterility testing - NOT rapid sterility | USP <71> | ISO 17025, FDA registered, DEA licensed, GMP compliant
270 | Water sampling and testing |  | ISO 17025, FDA registered, DEA licensed, GMP compliant
271 | Antibiotic Potency Testing | USP <81> | ISO 17025, FDA registered, DEA licensed, GMP compliant
272 | Bacterial Endotoxins Test - Gel-Clot Technique - Confirmation of Labeled Lysate Sensitivity, Non-Inhibitory Concentration, Determination (Limit Test), Test for Interfering Factors (Inhibition/Enhancement Test), Quantitative Product Testing | USP <85> | ISO 17025, FDA registered, DEA licensed, GMP compliant
273 | Bacterial Endotoxins Test - Turbidimetric/Chromogenic Techniques - Test for Interfering Factors (Inhibition/Enhancement Test), Product Validation, Quantitative Product testing | USP <85> | ISO 17025, FDA registered, DEA licensed, GMP compliant
274 | Biological Indicator Processing and Qualification |  | ISO 17025, FDA registered, DEA licensed, GMP compliant
275 | Biological Indicators -Total Viable Spore Count (Population Verification), Identification, Purity |  | ISO 17025, FDA registered, DEA licensed, GMP compliant
276 | Classification of Air Cleanliness Certifications - Gas Analysis - USP/EP - Nitrogen; USP - Medical air; USP - Carbon dioxide; USP - Oxygen | ISO 14644-1, ISO 14644-2 | ISO 17025, FDA registered, DEA licensed, GMP compliant
277 | Cleanroom Environmental Monitoring - Sample collection, Enumeration and reporting for viable and nonviable particles, Trained microbiologists |  | ISO 17025, FDA registered, DEA licensed, GMP compliant
278 | Compressed air/gas sampling - Hydrocarbon, Water vapor, Viable and nonviable particles | USP <797>, USP <1116>, ISO 8573 | ISO 17025, FDA registered, DEA licensed, GMP compliant
279 | Cosmetics - Aerobic Plate Count (APC) |  | ISO 17025, FDA registered, DEA licensed, GMP compliant
280 | Cosmetics - Anaerobic Plate Count (Use only for Talcs and Powders) |  | ISO 17025, FDA registered, DEA licensed, GMP compliant
281 | Cosmetics - CTFA/PCPC M-1-Determination of the Microbial Content of Cosmetic Products | CTFA/PCPC M-1 | ISO 17025, FDA registered, DEA licensed, GMP compliant
282 | Cosmetics - CTFA/PCPC M-2-Examination for S. aureus, E. coli and P. aeruginosa | CTFA/PCPC M-2 | ISO 17025, FDA registered, DEA licensed, GMP compliant
283 | Cosmetics - CTFA/PCPC Preservative Efficacy Testing - Suitability of the Recovery Method (Neutralizer Validation), Product Testing |  | ISO 17025, FDA registered, DEA licensed, GMP compliant
284 | Cosmetics - Fungi (Yeast and Mold) Plate Count |  | ISO 17025, FDA registered, DEA licensed, GMP compliant
285 | Cosmetics - Water Activity, Determination for Nonsterile Pharmaceutical Products | USP <1112> | ISO 17025, FDA registered, DEA licensed, GMP compliant
286 | CTFA/PCPC M-3 - A Method for Preservation Testing of Water-Miscible Personal Care Products | CTFA/PCPC M-3 | ISO 17025, FDA registered, DEA licensed, GMP compliant
287 | Disinfection Qualification - USP organisms, environmental isolates and viruses (Coupon Testing Using Immersion Recovery Method, Tube Dilution Method, AOAC Use Dilution Test, Time-Kill Studies, Fungicidal Activity Tests, AOAC Germicidal Spray Products Test, Use-dilution studies using coupons, In-house organisms efficacy studies, Custom disinfectant efficacy studies | USP <1072> | ISO 17025, FDA registered, DEA licensed, GMP compliant
288 | Growth Promotion Testing of Media/Plates |  | ISO 17025, FDA registered, DEA licensed, GMP compliant
289 | Method Suitability Tests |  | ISO 17025, FDA registered, DEA licensed, GMP compliant
290 | Microbial Enumeration Tests - Bioburden Determination, Total Aerobic Microbial Count (TAMC), Total Yeast and Mold Count (TYMC) |  | ISO 17025, FDA registered, DEA licensed, GMP compliant
291 | Microbiological Control and Monitoring of Aseptic Processing Environments - Clean Rooms - Full Service On-Site Environmental Monitoring; Incubation and Enumeration, Growth promotion Testing of Media/Plates; Cleanroom Validation Services (IQ/OQ/PQ) | USP <1116>; USP <797> | ISO 17025, FDA registered, DEA licensed, GMP compliant
292 | Microbiological Examination of Nonsterile Products | USP <60> <61> <62> | ISO 17025, FDA registered, DEA licensed, GMP compliant
293 | Pharmaceutical Compounding-Sterile Preparation + Environmental Monitoring Program Implementation + Full Service On-Site Environmental Monitoring + Incubation and Enumeration/Genus ID for Environmental Monitoring Samples + Growth Promotion Testing of Media/Plates + Cleanroom Validation Services (IQ/OQ/PQ) + ISO 14644-1 Classification of Air Cleanliness Certifications + Air Flow Visualization (AFV) + Cleanroom Cleaning and Disinfection Program Implementation + USP <1072> Disinfection Qualification + Compliance Gap Analysis + Staff Training - Staff media fill, gowning and gloving proficiency testing, Educational programs | USP <797>; ISO 14644-1; USP <1072> | ISO 17025, FDA registered, DEA licensed, GMP compliant
294 | Sterile Compounding EDUCATION/TRAINING - Aseptic Processing, Aseptic Water Sampling, Cleanroom Basics, Environmental Monitoring, Pharmaceutical Water Systems, cGMP, USP <797> Sterile Compounding, USP <800> Hazardous Drugs - Handling in Healthcare Settings, Cleaning and Disinfection | USP <797>, USP <800> | ISO 17025, FDA registered, DEA licensed, GMP compliant
295 | Sterile Product Packaging-Integrity Evaluation | USP <1207> | ISO 17025, FDA registered, DEA licensed, GMP compliant
296 | Sterility Test - Method Suitability (Bacteriostasis and Fungistasis Testing), Sterility by Membrane Filtration, Sterility by Direct Inoculation | USP <71> | ISO 17025, FDA registered, DEA licensed, GMP compliant
297 | Sterilization of Health Care Products | ANSI/AAMI/ISO 11135/11137 | ISO 17025, FDA registered, DEA licensed, GMP compliant
298 | Suitability of the Recovery Method (Neutralizer Validation), Product Testing per Compendial Product Category | USP <51>; CTFA M-3 and M-4 | ISO 17025, FDA registered, DEA licensed, GMP compliant
299 | Tests for Burkholderia Cepacia Complex |  | ISO 17025, FDA registered, DEA licensed, GMP compliant
300 | Tests for Specified Microorganisms |  | ISO 17025, FDA registered, DEA licensed, GMP compliant
301 | Water for Pharmaceutical Purposes - Microbial Identification - Total Organic Carbon TOC, Conductivity, Bioburden, Endotoxin, Total Heterotrophic Plate Count, Coliform Test | USP <1231>; Standard Methods for the Examination of Water and Wastewater 9222; EPA Method 1604; USP <643>; USP <645> | ISO 17025, FDA registered, DEA licensed, GMP compliant
302 | Water for Pharmaceutical Purposes, Water System Validation (IQ, OQ, PQ) | USP <1231>; USP <1116> | ISO 17025, FDA registered, DEA licensed, GMP compliant
303 | Disinfection Qualification - USP organisms, environmental isolates (Coupon Testing Using Immersion Recovery Method, Tube Dilution Method, AOAC Use Dilution Test, Time-Kill Studies, Fungicidal Activity Tests, AOAC Germicidal Spray Products Test, Use-dilution studies using coupons, In-house organisms efficacy studies, Custom disinfectant efficacy studies | USP <1072> | ISO 17025, FDA registered, DEA licensed, GMP compliant, GLP compliant, EPA regulated, FDA regulated
304 | Noise level testing – LAeq / Noise Criteria (NC) - Field | Client/project specific requirements
305 | Noise level testing – LAeq / Noise Criteria (NC) - Field | Client/project specific requirements | No
306 | Reverberation time (RT) - Field | ASTM E2235 / BS EN ISO 3382-2
307 | Reverberation time (RT) - Field | ASTM E2235 / BS EN ISO 3382-2 | No
308 | Sound transmission loss test | ASTM E90 / BS EN ISO 140-3 / BS EN ISO 10140-2 / AS 1191
309 | Sound transmission loss test | ASTM E90 / BS EN ISO 140-3 / BS EN ISO 10140-2 / AS 1191 | UKAS
310 | Sound transmission loss test – field | ASTM E336 / BS EN ISO 16283-1 / ASTM E966 / BS EN ISO 16283-3
311 | Sound transmission loss test – field | ASTM E336 / BS EN ISO 16283-1 / ASTM E966 / BS EN ISO 16283-3 | No
312 | Balustrade load tests & impact tests | ASTM E935 /ASTM E985/ ASTM E2353
313 | Balustrade load tests & impact tests | ASTM E935 /ASTM E985/ ASTM E2353 | No
314 | Tendering review (technical) | Project specification/Relevant national/ international standards
315 | Tendering review (technical) | Project specification/Relevant national/ international standards | No
316 | Condition Survey | Project specification/Relevant national/ international standards/approved dgrs/calculation/normal ind practices
317 | Condition Survey | Project specification/Relevant national/ international standards/approved dgrs/calculation/normal ind practices | IAS
318 | Failure Analysis / Investigations | Project specification/Relevant national/ international standards/approved dgrs/calculation/normal ind practices
319 | Failure Analysis / Investigations | Project specification/Relevant national/ international standards/approved dgrs/calculation/normal ind practices | IAS
320 | Independent advice on suppliers and contractors | Project specification/Past experience/Company Structure/Technical Capabilities
321 | Independent advice on suppliers and contractors | Project specification/Past experience/Company Structure/Technical Capabilities | No
322 | Material/ technical document review | Project specification/Relevant national/ international standards/normal ind practices
323 | Material/ technical document review | Project specification/Relevant national/ international standards/normal ind practices | No
324 | Production inspections | UAE Fire & Life Safety Code of Practice Sept 2018 Section 4 Façade and Exterior Wall Covering Systems Page 141; & EMT-M-OP-IN-CLD-MD002 Issue 1, November 2019 Production Inspection Procedure
325 | Production inspections | UAE Fire & Life Safety Code of Practice Sept 2018 Section 4 Façade and Exterior Wall Covering Systems Page 141; & EMT-M-OP-IN-CLD-MD002 Issue 1, November 2019 Production Inspection Procedure | IAS
326 | Shop & System Drawingn review | Project specification/Relevant national/ international standards/normal ind practices
327 | Shop & System Drawingn review | Project specification/Relevant national/ international standards/normal ind practices | No
328 | Site inspections | UAE Fire & Life Safety Code of Practice Sept 2018 Section 4 Façade and Exterior Wall Covering Systems Page 141; & EMT-M-OP-IN-CLD-MD001 Issue 1, November 2019 Site Inspection Procedure
329 | Site inspections | UAE Fire & Life Safety Code of Practice Sept 2018 Section 4 Façade and Exterior Wall Covering Systems Page 141; & EMT-M-OP-IN-CLD-MD001 Issue 1, November 2019 Site Inspection Procedure | IAS
330 | Specifications and tender drawing review | Project specification/Relevant national/ international standards
331 | Specifications and tender drawing review | Project specification/Relevant national/ international standards | No
332 | System/Stuctural /Thermal calculation review | Project specification/Relevant national/ international standards/normal ind practices
333 | System/Stuctural /Thermal calculation review | Project specification/Relevant national/ international standards/normal ind practices | No
334 | Test Witnessing | Project specification/Relevant national/ international standards
335 | Test Witnessing | Project specification/Relevant national/ international standards | No
336 | Air permeability test | ASTM E283/E283M / CWCT Section 5 / BS EN 12153 / BS EN 1026
337 | Air permeability test | ASTM E283/E283M / CWCT Section 5 / BS EN 12153 / BS EN 1026 | UKAS
338 | Air permeability test - Field | ASTM E783
339 | Air permeability test - Field | ASTM E783 | UKAS
340 | Impact test | CWCT Section 15
341 | Impact test | CWCT Section 15 | UKAS
342 | Inter-storey displacement test – in & out | Client/project specific requirements
343 | Inter-storey displacement test – in & out | Client/project specific requirements | No
344 | Inter-storey displacement test – sideways | AAMA 501.4 / CWCT Section 17
345 | Inter-storey displacement test – sideways | AAMA 501.4 / CWCT Section 17 | UKAS
346 | Inter-storey displacement test – up & down | AAMA 501.7 / CWCT Section 17
347 | Inter-storey displacement test – up & down | AAMA 501.7 / CWCT Section 17 | UKAS
348 | Spray bar test - Field | CWCT Section 10
349 | Spray bar test - Field | CWCT Section 10 | No
350 | Thermal cycling test | AAMA 501.5 / CWCT Section 18
351 | Thermal cycling test | AAMA 501.5 / CWCT Section 18 | UKAS
352 | Water penetration test – dynamic | AAMA 501.1 / CWCT Section 7
353 | Water penetration test – dynamic | AAMA 501.1 / CWCT Section 7 | UKAS
354 | Water penetration test - hose | AAMA 501.2 / CWCT Section 9
355 | Water penetration test - hose | AAMA 501.2 / CWCT Section 9 | UKAS
356 | Water penetration test – static | ASTM E331 / CWCT Section 6 / BS EN 12155 / BS EN 1027
357 | Water penetration test – static | ASTM E331 / CWCT Section 6 / BS EN 12155 / BS EN 1027 | UKAS
358 | Watertightness – cyclic | ASTM E547
359 | Watertightness – cyclic | ASTM E547 | UKAS
360 | Watertightness - static - Field | ASTM E1105
361 | Watertightness - static - Field | ASTM E1105 | UKAS
362 | Wind resistance – up to failure | Client/project specific requirements
363 | Wind resistance – up to failure | Client/project specific requirements | No
364 | Wind resistance tests - safety | ASTM E330/E330M / CWCT Section 12 / BS EN 12179 / BS EN 12211
365 | Wind resistance tests - safety | ASTM E330/E330M / CWCT Section 12 / BS EN 12179 / BS EN 12211 | UKAS
366 | Wind resistance tests - serviceability | ASTM E330/E330M / CWCT Section 11 / BS EN 12179 / BS EN 12211
367 | Wind resistance tests - serviceability | ASTM E330/E330M / CWCT Section 11 / BS EN 12179 / BS EN 12211 | UKAS
368 | GASP testing - stress measurement | Client/project specific requirements
369 | GASP testing - stress measurement | Client/project specific requirements | No
370 | Glass fragmentation testing | BS EN 12150
371 | Glass fragmentation testing | BS EN 12150 | No
372 | Glass impact testing | BS EN 12600
373 | Glass impact testing | ANSI Z97.1
374 | Glass impact testing | BS EN 12600 | UKAS
375 | Glass impact testing | ANSI Z97.1 | No
376 | Fragility tests | CWCT TN66 / TN67
377 | Fragility tests | CWCT TN66 / TN67 | No
378 | BMU restraint socket load test | Client/project specific requirements
379 | BMU restraint socket load test | Client/project specific requirements | No
380 | Load tests on anchors/fixings | Client/project specific requirements
381 | Load tests on anchors/fixings | Client/project specific requirements | No
382 | Strength tests on panels | ASTM E72
383 | Strength tests on panels | ASTM E72 | UKAS
384 | Static, dynamic & accidental load test | Client/project specific requirements
385 | Static, dynamic & accidental load test | Client/project specific requirements | No
386 | Tests on partitions | BS 5234
387 | Tests on partitions | BS 5234 | UKAS
388 | Fire test on external cladding system | BS 8414-1 / BS 8414-2 /BR135
389 | Fire test on external cladding system | BS 8414-1 / BS 8414-2 /BR135 | UKAS
390 | Forced entry test | ASTM F588 / ASTM F842
391 | Forced entry test | ASTM F588 / ASTM F842 | No
392 | Misuse test | AAMA 910
393 | Misuse test | AAMA 910 | No
394 | Operating force test | ASTM E2068
395 | Operating force test | ASTM E2068 | No
396 | Calibration of Load Cells |  | n/a
397 | Ash Content (Burn off) | NORSOK M501 | n/a
398 | Atomic Absorption |  | n/a
399 | Chemical Composition of Paint |  | ISO 17025
400 | chemical exposure, chemical compatability, and chemical immersion | ISO 4433, ISO 1817, ISO 62, ISO 175, ASTM D471, ASTM D543​ | n/a
401 | Coating Thickness | ISO 21809, NACE SP0394, CSA-Z245.20, NORSOK M501, ISO 20340 | n/a
402 | Color Differences | ISO 7724-3:1984 | ISO 17025
403 | Combustion Analysis (LECO) |  | n/a
404 | Density of Solid Materials | ISO 3369 | n/a
405 | Energy Dispersive X-Ray Analysis (EDX) |  | ISO 17025
406 | Fingerprint Infrared Scan | NORSOK M501 | n/a
407 | Fourier Transform Infrared Spectroscopy (FTIR) (Qualitative) |  | n/a
408 | Fusion Analysis (LECO) |  | n/a
409 | Holiday Detection | ISO 21809, NACE SP0394, CSA-Z245.20, NORSOK M501, ISO 20340 | n/a
410 | Interface Contamination | ISO 21809, NACE SP0394, CSA-Z245.20 | n/a
411 | Measurement of Specular Gloss | ISO 2813
412 | Moisture Analysis |  | n/a
413 | Optical Emission Spectrometry (OES) |  | ISO 17025
414 | Optical Emission Spectroscopy (OES) | ASTM E415; E1009; 1086, and 1251 | ISO 17025
415 | Porosity Testing | ISO 21809, NACE SP0394, CSA-Z245.20 | n/a
416 | Positive Material Appraisal (PMA) |  | ISO 17025
417 | Positive Material Identification (PMI) | ASTM E1476 | ISO 17025
418 | Rotational viscosity/viscometer for paint qualification | (TQC VR3000 V2) | n/a
419 | Sampling and preparation of samples for the determination of chemical composition | EN 14284, EN 10276-1 | ISO 17025
420 | Scanning Electron Microscopy (SEM) |  | ISO 17025
421 | Volume Solids/Non-Volatile Matter | NORSOK M501 | n/a
422 | Water Absorption | ISO 62 | n/a
423 | Water Condensation Testing | ISO 12944 | n/a
424 | Adhesion testing of Coatings | ASTM D3359, ASTM D4541, ASTM D5179, EN 12068, ISO 2409, ISO 4624, ISO 6272-1, ISO 12944-6, ISO 12944-9, NORSOK M-501, ISO 21809-1, ISO 21809-2, ISO 21809-3 | ISO 17025
425 | Cathodic Disbondment | ASTM G8, ASTM G42, ASTM G95, CSA Z245.20, CSA Z245.21, ISO 12944-6, ISO 12944-9, ISO 15711, ISO 20340, ISO 21809-1, ISO 21809-2, ISO 21809-3, NACE SP0394, NACE TM0104, NACE TM0204, NACE TM0304, NACE TM0404, NORSOK M-501, EN 12068 | ISO 17025
426 | Coating Film Thickness | ASTM D7091, ISO 2808, ISO 19840 | ISO 17025
427 | Coating Tests - IMO regulations testing: WBT and COT | IMO MSC.215(82); IMO MSC.288(87) | ISO 17025
428 | Condensation (Humidity) | ASTM D4585, ISO 6270-1, ISO 6270-2, ISO 12944- 6, ISO 12944- 9, NORSOK M-501, EN 12068, ISO 21809-1, ISO 21809-3 | ISO 17025
429 | Differential Scanning Calorimetry (DSC) | ASTM D3418, ISO 11357 (parts 1-7), ISO 21809-1, ISO 21809-2, ISO 21809-3 | ISO 17025
430 | Evaluation of Coating Defects | ASTM D610, ASTM D714, ASTM D5894, ISO 4628-2, ISO 4628-3, ISO 4628-4, ISO 4628-5, ISO 4628-6, ISO 12944- 6, ISO 12944-9, ISO 20340, NACE TM0104, NACE TM0204, NACE TM0304, NACE TM0404, NORSOK M-501, EN 12068, ISO 21809-1, ISO 21809-2, ISO 21809-3 | ISO 17025
431 | Flexibility | ISO 1519, ISO 21809-1, ISO 21809-2, NACE SP0394, NACE TM0104, NACE TM0204, NACE TM0304, NACE TM0404 | ISO 17025
432 | Holiday detection | ISO 21809-1, ISO 21809-3 | ISO 17025
433 | Immersion (water) | ISO 2812-2, ISO 12944-6, ISO 12944-9, ISO 20340, ISO 21809-2, ISO 21809-3, NACE SP0394, NACE TM0104, NACE TM0204, NACE TM0304, NACE TM0404, NORSOK M-501 | ISO 17025
434 | Impact | ASTM D2794, ASTM G14, EN 12068, ISO 6272-1, ISO 6272-2, ISO 21809-1, ISO 21809-2, ISO 21809-3, NACE SP0394, NACE TM0304, NACE TM0404 | ISO 17025
435 | Indentation test | EN 12068, ISO 21809-1, ISO 21809-3 | ISO 17025
436 | Interface Contamination | ISO 21809-2, NACE SP0394 | ISO 17025
437 | Performance Standard for Protective Coatings for Cargo Oil Tanks of Crude Oil Tankers (Lloyd's Register) | IACS Z17 (Rev. 8) and IMO Resolution IMO MSC.288(87); Lloyd's Register | Lloyd's Register
438 | Performance Standard for Protective Coatings for Dedicated Seawater Ballast Tanks in All Types of Ships and Double-Side Skin Spaces; Lloyd's Register | IACS Z17 (Rev. 8) and IMO Resolution IMO MSC.215(82); Lloyd's Register | Lloyd's Register
439 | Porosity | ISO 21809-2, NACE SP0394 | ISO 17025
440 | Salt Spray (mass up to 250 kg; size approx 1,75x1 m) | ASTM D5894, NEN 10068-2-52, ISO 12944-6, ISO 12944-9 | ISO 17025
441 | UV/ Condensation Exposure | ASTM D4587, ASTM D5894, ISO 11507, ISO 12944-6, ISO 12944-9, ISO 16474-1, ISO 16474-3, ISO 20340, NACE TM0404, NACE TM0304, NORSOK M-501 | ISO 17025
442 | External organic coatings for the corrosion protection of buried or immersed steel pipelines used in conjunction with cathodic protection - Tapes and shrinkable materials | EN 12068​ | ISO 17025
443 | Destructive Testing for Welder Qualification/Weld Method Qualification | AD Merkblatt HP2/1, AD Merkblatt 5/3, 5/2, BS 4515, vd TüV 1158, TRD 201, Stoomwezen Regels T0112, -T0101,-T0120, -T0205, -T0210, -T0215, ASME VIII, IX, API 1104, API 1107, AWS D1.1, AWS D1.2, AWS D1.6, AWS D1.9, Lloyd's Reg. Rules, DNV-rules for M.O.U., EN 287, EN 13445, EN 12732, ISO 15614, ISO 9606, ASME B31.1, ASME B31.3, NEN 3650 | ISO 17025
444 | Failure Analysis | n/a | ISO 17025
445 | Failure Analysis |  | ISO 17025
446 | Metallurgical Failure Analysis |  | n/a
447 | Visual Inspection of Welds | AD Merkblatt HP2/1, AD Merkblatt 5/3 en 5/2, TRD 201, ASME IX, AWS D1.1, AWS D1.2, AWS D1.6, AWS D1.9, API 1104, API 1107, BS4515, ASME B31.1, ASME B31.3, EN 287-1, EN13445, EN 12732, BS 4515, NEN 3650, vd TüV 1158, ISO 9606, ISO 5817, ISO 15614, ISO6520-1 | ISO 17025
448 | Chemical Resistance | NORSOK M501, ISO 20340 | n/a
449 | Corrosion Test for Engine Coolants in Glassware | ASTM D1384 | ISO 17025
450 | Edge Retention | NACE TM0104, NACE TM0204, NACE TM0304, NACE TM0404 | n/a
451 | Electrochemical Impedance Spectroscopy (EIS) | ASTM G106 / ISO 16773 | ISO 17025
452 | Electrochemical Reactivation (EPR) | ASTM G108 | ISO 17025
453 | Electrode Potential | ASTM G215 | ISO 17025
454 | Evaluating Oilfield & Refinery Inhibitors (Sweet & Sour environments) | ASTM G170 & Client spec | ISO 17025
455 | Evaluating Oilfield & Refinery Inhibitors (Sweet & Sour environments) | ASTM G170 & Client spec | ISO 17025
456 | Evaluating Oilfield & Refinery Inhibitors using Rotating Cylinder Electrode (RCE) | ASTM G185 | ISO 17025
457 | Evaluating Oilfield & Refinery Inhibitors using Rotating Cylinder Electrode (RCE) | ASTM G185 | ISO 17025
458 | Exfoliation Corrosion Susceptibility (EXCO Test) | ASTM G112; ASTM G66; ASTM G34 | ISO 17025
459 | Galvanic Corrosion | ASTM G71 | ISO 17025
460 | Immersion Corrosion Testing | ASTM G31 | ISO 17025
461 | Intergranular Corrosion Test | ASTM A262 practice E, ISO 3651-2, DIN 50914 | ISO 17025
462 | Intergranular Corrosion Test (Streicher Test, Huey Test) | ASTM A262 practice B, ASTM G28, ASTM A262 practice C, ISO 3651-1, ASTM A262 practice A | ISO 17025
463 | Laboratory Simulation of Corrosion Under Insulation (CUI) | ASTM G189 | n/a
464 | Pitting & Crevice Corrosion Testing | ASTM G48, ASTM G46, ASTM A923; ISO 11463; ASTM G78 | ISO 17025
465 | Potentiodynamic Polarisation | ASTM G5, ASTM G61 | ISO 17025
466 | Potentiodynamic Polarisation | ASTM G61 | ISO 17025
467 | Potentiodynamic Polarisation Resistance (LPR) | ASTM G59 / ASTM G102 | ISO 17025
468 | Rotating Cage Testing | ASTM G184 | n/a
469 | Rust Creepage Resistance | NACE TM0104, NACE TM0204, NACE TM0304, NACE TM0404 | n/a
470 | Salt Spray Testing | ASTM B117, DIN 50021, ISO 10289, NEN 10068 | ISO 17025
471 | Salt Spray Testing - Copper Accelerated Acetic Acid-Salt Spray (CASS) | ASTM B117, ASTM B368, ASTM G85 (Annex 1, 2, 3, 5), ISO 9227, ISO 12944-9 | ISO 17025
472 | Salt Spray Testing (Hydrogen Induced Cracking) | NACE TM-0284 | ISO 17025
473 | Shell - Flow Loop | Shell Procedure | ISO 17025
474 | Shell Autoclave (sweet & sour) | Shell Procedure | ISO 17025
475 | SOHIC Testing | NACE TM0103-2003 B479:B480 | n/a
476 | Strauss Test | ASTM A262 practice E, ISO 3651-2, DIN 50914 | ISO 17025
477 | Stress Corrosion Cracking Test | ASTM G39-99r11, EFC No.16, DNV offshore standard F101-Oct-2013 Appendix; ASTM G123, ISO 6957, ASTM G30, ASTM G38, ASTM G49, ASTM G58 | ISO 17025
478 | Sulfide Stress Corrosion Cracking (SCC)/Hydrogen Induced Cracking (HIC); Have Saudi Aramco approval | NACE TM0177-2005 Methods A, B, C, NACE TM0316-2016, NACE TM0248 A/B; DIN 50916-1 | n/a
479 | Susceptibility to Intergranular Corrosion | ASTM A262 Practices A, B, C, D & E, ASTM A923 Methods A and C, ASTM G28 Methods A and B, ASTM G36, ASTM G48 Methods A, B C & D; ASTM G67 | n/a
480 | Testing and Evaluation of Corrosion Inhibitors (Including autoclave pressure, flow loop, bubble test, shut-in test, flowing persistency, chemical compatibility, foaming/emulsion tendency, gunkin/solubility test, thermal stability, partitioning w/o, rotating cage RC, TLC Top of Line Corrosion, Rotating Cylinder Electrode RCE) |  | ISO 17025
481 | Dimensional inspection | NEN-6008, ISO 15630; EN 10080 | ISO 17025
482 | High resolution 3D surface measurement and analysis (3D Rendering) |  | ISO 17025
483 | Optical surface profilometry - Non-contact profilometer (optical metrology) - Bruker ContourGT 3D Optical Microscope-Optical surface profilometer |  | ISO 17025
484 | Photo Stitching capability (for synthesizing individual datasets into one contiguous image) |  | ISO 17025
485 | Surface topography via white light interferometry (WLI) |  | ISO 17025
486 | Accelerated Weathering of Paint Samples - UV Testing | ASTM G154 | n/a
487 | Aging Testing (Salt Spray/UV/Freezer Cycle) | NORSOK M501, ISO 20340 | n/a
488 | Autoclave (Pressure) Testing |  | ISO 17025
489 | Cathodic Disbondment | ISO 21809, NACE SP0394, CSA-Z245.20, NORSOK M501, ISO 20340, ISO 15711 | n/a
490 | Heat Ageing/Thermal Cycling | NACE TM0101, NACE TM0204, NACE TM0304, NACE TM0404, EN 12068, ISO 12944-6, ISO 12944-9, ISO 21809-1, ISO 21809-3, NORSOK M-501 | n/a
491 | Hot Water Immersion | ISO 21809, NACE SP0394, CSA-Z245.20, NORSOK M501, ISO 20340, ISO 2812-2 | n/a
492 | Sound Measurements |  | n/a
493 | Barcol Hardness |  | n/a
494 | Brinell Hardness Testing | ISO 6506, ASTM A370, ASTM E10 | ISO 17025
495 | Buchholz Indentation Test | BS EN ISO 2815:2003 | ISO 17025
496 | Hardness and Microhardness Testing on Metals and Welds (Vickers, etc.) | EN 1043-1; EN 1043-2, ISO 6507-1, ISO 9015, ISO 22826, ISO 4545, ASTM E384, ISO 4516 | ISO 17025
497 | Indentation (Vicat Softening Point) | ISO 21809, EN 10289 | n/a
498 | On-Site Hardness Testing |  | ISO 17025
499 | Pencil Film Hardness | ASTM D3363 | n/a
500 | Rockwell Hardness: B & C | ISO 6508, ASTM A370, ASTM E18 | ISO 17025
501 | Shore Durometer Hardness | ASTM D2240 (A & D) | n/a
502 | Vickers Hardness Testing | ISO 6507, ISO 9015, ASTM E92 | ISO 17025
503 | Vickers Microhardness | ISO 6507-1, ISO 9015, ASTM E384 | ISO 17025
504 | Adhesion of Coatings | ASTM D3359, ASTM D4541, ASTM D5179, EN 12068, ISO 2409, ISO 4624, ISO 6272-1, ISO 12944-6, ISO 12944-9, NORSOK M-501, ISO 21809-1, ISO 21809-2, ISO 21809-3 | n/a
505 | Adhesive Testing - Peel and Pull Off |  | n/a
506 | Aging Sensitivity | DIN 17102 par.7.4.1.5,EN 10225 | ISO 17025
507 | Bend Testing | ISO 7438, ISO 5173, EN 910:1996, ISO 9017, ASTM A370, ASTM A615, ASTM E190, ASTM E290, ISO 21809, NACE SP0394, CSA-Z245.20, NACE TM0101, NACE TM0204, NACE TM0304, NACE TM0404, ISO 1519:2011 | ISO 17025
508 | Bend Testing | NEN 3650, ISO 7438, ISO 5173, ISO 9606, ISO 15614, ASTM A370, ASTM E190, ASTM E290, ASME IX, AWS D1.1, AWS D1.2, AWS D1.6, AWS D1.9, EN 287, EN 910, EN 12732, EN 13445, ISO 5177 | ISO 17025
509 | Bend Testing - Fasteners & Welds | ISO 7438; EN 10326 | ISO 17025
510 | Brinell Hardness Testing | ISO 6506-1; ASTM A370; ASTM E10 | ISO 17025
511 | Charpy Impact Testing | ASTM A370, ASTM A923 (Method B), ASTM E23, EN 10045-1:1990, EN 875:1995, ISO 148; ISO 9016, ASTM G14 | ISO 17025
512 | Clad Welding Bend Test | DIN 17100 par.9.5.7, SEP 1390 | ISO 17025
513 | Coefficient of Thermal Expansion (CTE) |  | n/a
514 | Compression Testing | ASTM D575, ASTM D695 | n/a
515 | Crack Tip opening Displacement | BS 7448, 5762 ;1979, ASTM E1290, ASTM E1820, ASTM E339, ASTM E1737, ASTM E1152, SO 12135, API 1104 | ISO 17025
516 | Custom Tensile Testing | Customer Dictated | n/a
517 | Deformation Bend Test | DVS 2203 Teil 1 + 5 | ISO 17025
518 | Destructive Testing - Welds | ASME VIII and IX, EN 287-1, ISO 15614, ISO 9606 | ISO 17025
519 | Drift Expanding Testing | ISO 8493, ASTM A370, ASTM A450 | ISO 17025
520 | Elevated Temperature Tensile Testing | EN 10002-5;1992, ASTM E21, ISO 6892-2, ISO 783: 1999 | ISO 17025
521 | Expansion Testing | ISO 8493 | ISO 17025
522 | Fatigue Crack Growth Testing | ISO 12108 | ISO 17025
523 | Fatigue Testing | ISO 1099 | ISO 17025
524 | Fatigue Testing - Steel Bars and Rebar | EN 10080; NEN 6008, BS EN 1992-1-1 | ISO 17025
525 | Fillet Weld Break Test | ASME IX, API 1104, AWS D1.1, AWS D1.2, AWS D1.6, AWS D1.9, EN 287-1, vd TüV 1158, ISO 9606 | ISO 17025
526 | Flanging/Flaring Testing | ISO 8494 | ISO 17025
527 | Flattening Testing | ISO 8492, ASTM A530, ISO 9809-2 | ISO 17025
528 | Flattening Testing | ISO 8492, ASTM A370, ASTM A530, ISO 9809-2 | ISO 17025
529 | Fracture Toughness Testing | ASTM E399 | ISO 17025
530 | Impact Testing - Charpy | NEN-EN 10045-1;1990, ISO 148, ISO 9016, ASTM A370, ASTM E23, EN 875:1995 | ISO 17025
531 | Impact Testing - Subambient Temperatures |  | n/a
532 | Impact Testing (Shear Percentage) |  | n/a
533 | Lateral Expansion Testing |  | n/a
534 | Load Testing - Hoisting Hook & Other Components | In House Test Method | ISO 17025
535 | Mechanical Hydrogen Embrittlement Evaluation of Plating/Coating Processes and Service Environments | ASTM F519 | ISO 17025
536 | Polyurethane Coatings and Linings for Steel Water Pipe and Fittings | AWWA C-222 | ISO 17025
537 | Pressure Testing |  | ISO 17025
538 | Rebar Testing: Tensile and Shear | BRL 0503 | n/a
539 | Residual Stress - Strain Gage Technique (Destructive Test) | ASTM E837 | ISO 17025
540 | Residual stress measurement with gauge | EN 13674-1:2011+A1 | ISO 17025
541 | Ring Expanding Test | ISO 8495 | ISO 17025
542 | Ring Expansion Testing | ISO 8495 | ISO 17025
543 | Ring Tensile Testing | ISO 8496 | ISO 17025
544 | Ring Tensile Testing | ISO 8496 | ISO 17025
545 | Rockwell Hardness Testing | ISO 6508-1, ASTM A370, ASTM E18, NASM 1312-6 | ISO 17025
546 | Rotating Beam Fatigue Testing (Cantilever bend) | ISO 1143, ASTM F1160 | ISO 17025
547 | Shear Stress - Measurement of welds | NPR-2053 | ISO 17025
548 | Shear Testing | DIN 50141, ISO 9018, ASME IX | ISO 17025
549 | Shear Testing | DIN 50162, ASTM A263/264, ASTM A265 | ISO 17025
550 | Shear Testing - Bars | NEN-6008 | ISO 17025
551 | Shear Testing - Cladded Materials | DIN 50162, AD 2000-Merkblatt W8, ASTM A264 | ISO 17025
552 | Single Edge Notched Tension Test (SENT) | ASTM 1820, BS 7448 | ISO 17025
553 | Slip Measurements of Rebar |  | n/a
554 | Surface Roughness | NEN 3635 | ISO 17025
555 | Surface Roughness |  | n/a
556 | Taber Abrasion Testing | ASTM D4060 | n/a
557 | Tensile Testing | EN 10002-5, ASTM A370, ASTM E21, ISO 6892-2, NEN-6008, NEN-EN 10002-1:2001, NEN-EN 10326; ISO 6892-1, ISO 37, ISO 527, ASTM D412, ASTM D638 | ISO 17025
558 | Tensile Testing | EN 10002-1;2001, ASTM A370, ASTM E8, ASTM B 557, ISO 6892-1, ISO 9018, ISO 4136, EN 895;1995 | ISO 17025
559 | Tensile Testing (Poisson's Ratio) | EN-EN 10002-1, ISO 6892-1, ISO 9018, ASTM A370, ASTM B557, ASTM E8 | ISO 17025
560 | Tensile/Proof Load Testing: Bolts | ISO 898-1, ISO 898-2 | n/a
561 | Vickers Hardness Testing | ISO 6507-1, ASTM A370, ASTM E92, NASM 1312-6, ASTM E384, ISO 9015 | ISO 17025
562 | Weld Break Testing | API 1104, API 1107, ISO 9606, AD Merkblatt HP3 , EN 287-1, EN 13445 | ISO 17025
563 | Wrap-Around Testing |  | n/a
564 | Austenite Spacing |  | n/a
565 | Chloride Tension Corrosion |  | ISO 17025
566 | Coating Removal |  | n/a
567 | Coating Thickness Measurement (Microscopic) | ISO 1463 | ISO 17025
568 | Creep Analysis - Microstructure |  | ISO 17025
569 | Degree of purity: Non-Metallic Inclusions | DIN 50602, ASTM E45, EN 10247 | ISO 17025
570 | Delta Ferrite (Inclusion) Measurement (Inductive, Magne Gage, Manual Point Count, Automatic Image Analysis) | EN-ISO 8249, AWS A4.2, ISO 13520, ASTM E562, ASTM E1245 | ISO 17025
571 | Density of Solid Materials | ISO 3369 | n/a
572 | Determination of dezincification resistance of brass | ISO 6509-1 | ISO 17025
573 | Etching- Macro- and Micro-etching (Mounting, polishing, etc.) | ASTM E381, ASTM E340 | n/a
574 | Ferrite Count | ASTM E562 | n/a
575 | Ferrite Measurement - Inductive and Manual Point Count Methods |  | ISO 17025
576 | Ferrite Measurement (Magne-Gage) | ASTM G36 | ISO 17025
577 | Fracture Analysis |  | ISO 17025
578 | Grain Size Determination | ASTM E112; ISO 643 | ISO 17025
579 | Grain Size Determination |  | ISO 17025
580 | Inclusion Content | ASTM E45 | n/a
581 | Inter-Granular Corrosion Testing | ISO 365-1, ASTM A262 Practice A (Oxalic Acid Test), ASTM A262 Practice B (Streicher Test), ASTM A262 Practice C (Huey Test), ASTM A262 Practice E (Strauss Test), ASTM A262 Practice F, ASTM G28 | ISO 17025
582 | Macrographic examination by sulfur print (Baumann method) | ISO 4968 | ISO 17025
583 | Metallographic Evaluaton | ASTM E3, ASTM E45, ASTM E112, ASTM E247, ASTM E381, ASTM E384, ASTM E562, ASTM E883, ASTM E930, ASTM E1077, SAE J422, ISO 26146 | ISO 17025
584 | Micro Structural Analysis |  | ISO 17025
585 | Micro, Macro and Replica Photos |  | ISO 17025
586 | Microstructure Analysis |  | ISO 17025
587 | Morphology (SEM) |  | n/a
588 | On-Site Microstructure and/or Electron Microscope |  | ISO 17025
589 | Pitting and Crevice Corrosion Resistance Test | ASTM G48 | ISO 17025
590 | Plating Thickness Measurements |  | n/a
591 | Replica Testing | Stoomwezen T 0102 and T 0204, VGB Rule TW507, ASTM E1351, Merkblatt Dampfkessel 451 83/6 (8.83), ISO 3057 | ISO 17025
592 | Scanning Electron Microscopy (SEM) analysis, X-ray microanalysis with EDX |  | ISO 17025
593 | X-ray fluorescence measurement - Positive Material Identification(PMI) |  | ISO 17025
594 | Determination of Slurry Abrasivity (Miller Number) and Slurry Abrasion Response of Materials (SAR Number) | ASTM G75 | n/a
595 | Standard Test Method for Using Atmospheric Pressure Rotating Cage | ASTM G202 | ISO 17025
596 | Thermal Analysis - Differential Scanning Calorimetry (DSC) - Used to measure: glass transition temperature (Tg), crystallization temperature (Tc), and melting temperature or melting point; crystallinity, curing, Oxidative Induction Time (OIT), specific heat capacity, etc. |  | n/a
597 | 3-MCPD Analyser |  | n/a
598 | DiLLME Analyser |  | n/a
599 | GC/MS and LC/MS instrumentation from manufacturers such as Agilent, Gerstel, SYFT Technologies and LECO |  | n/a
600 | Geosmin and MIB Analyser |  | n/a
601 | Glyphosate LC/MS/MS Analyser |  | n/a
602 | Metaldehyde Analyser |  | n/a
603 | MOSH/MOAH Analyser |  | n/a
604 | Nitrosamines LC/MS/MS Analyser |  | n/a
605 | Vitamin D LC/MS/MS Analyser |  | n/a
606 | VOC Analyser |  | n/a
607 | Bioanalytical - ADME assays |  | FDA, DEA, ISO 17025, GMP/cGMP, GLP
608 | Bioanalytical - Animal toxicology |  | FDA, DEA, ISO 17025, GMP/cGMP, GLP
609 | Bioanalytical - Biomarker confirmation |  | FDA, DEA, ISO 17025, GMP/cGMP, GLP
610 | Bioanalytical - Custom biomarker assay development, validation and analysis (single-plex and multi-plex) |  | FDA, DEA, ISO 17025, GMP/cGMP, GLP
611 | Bioanalytical - Cytotoxicity (ISO 10993-5) |  | FDA, DEA, ISO 17025, GMP/cGMP, GLP
612 | Bioanalytical - Daily therapeutic drug monitoring (TDM) |  | FDA, DEA, ISO 17025, GMP/cGMP, GLP
613 | Bioanalytical - DMPK support |  | FDA, DEA, ISO 17025, GMP/cGMP, GLP
614 | Bioanalytical - ELISA immunoassays |  | FDA, DEA, ISO 17025, GMP/cGMP, GLP
615 | Bioanalytical - IND-enabling PK |  | FDA, DEA, ISO 17025, GMP/cGMP, GLP
616 | Bioanalytical - Residuals in meat and milk from animal food sources |  | FDA, DEA, ISO 17025, GMP/cGMP, GLP
617 | Bioanalytical - Routine bioanalysis (Dose formulation analysis, Quantitative analysis of drugs in biological matrices, Interference testing |  | FDA, DEA, ISO 17025, GMP/cGMP, GLP
618 | Bioanalytical - Serology test development |  | FDA, DEA, ISO 17025, GMP/cGMP, GLP
619 | Bioanalytical - Toxicity & clearance assays |  | FDA, DEA, ISO 17025, GMP/cGMP, GLP
620 | Bioanalytical LC-MS/MS method development, validation and transfer (whole blood, plasma, milk, tissues, peptides, novel biomarkers) |  | FDA, DEA, ISO 17025, GMP/cGMP, GLP
621 | Biologics - AAV purity |  | FDA, DEA, ISO 17025, GMP/cGMP, GLP
622 | Biologics - Amino acid analysis |  | FDA, DEA, ISO 17025, GMP/cGMP, GLP
623 | Biologics - Bioanalysis of cell and gene therapy products -- Quantitation of biomarkers or enzymes (mechanism of action), Biodistribution assays, Shedding analysis, ADA testing, Cellular immunogenicity |  | FDA, DEA, ISO 17025, GMP/cGMP, GLP
624 | Biologics - Cell culture |  | FDA, DEA, ISO 17025, GMP/cGMP, GLP
625 | Biologics - Cell culture media validation |  | FDA, DEA, ISO 17025, GMP/cGMP, GLP
626 | Biologics - Cell-based proliferation viability -- Metabolic activity/mapping, DNA replication, Antigen recognition, Proliferation markers, Membrane integrity, ATP measurements , Signaling and secretion, Apoptosis and cell death, Cell proliferation assay, custom studies in molecular cell biology & virology, ELISA immunoassays |  | FDA, DEA, ISO 17025, GMP/cGMP, GLP
627 | Biologics - Cellular potency/efficacy and toxicity |  | FDA, DEA, ISO 17025, GMP/cGMP, GLP
628 | Biologics - Concentration/yield |  | FDA, DEA, ISO 17025, GMP/cGMP, GLP
629 | Biologics - Enzyme kinetics |  | FDA, DEA, ISO 17025, GMP/cGMP, GLP
630 | Biologics - Forced degradation |  | FDA, DEA, ISO 17025, GMP/cGMP, GLP
631 | Biologics - Glycosylation characterization |  | FDA, DEA, ISO 17025, GMP/cGMP, GLP
632 | Biologics - Host cell protein impurities |  | FDA, DEA, ISO 17025, GMP/cGMP, GLP
633 | Biologics - Peptide mapping |  | FDA, DEA, ISO 17025, GMP/cGMP, GLP
634 | Biologics - PK/PD method development |  | FDA, DEA, ISO 17025, GMP/cGMP, GLP
635 | Biologics - Post-translational modification characterization |  | FDA, DEA, ISO 17025, GMP/cGMP, GLP
636 | Biologics - Process impurities |  | FDA, DEA, ISO 17025, GMP/cGMP, GLP
637 | Biologics - Protein Identification |  | FDA, DEA, ISO 17025, GMP/cGMP, GLP
638 | Biologics - Purity |  | FDA, DEA, ISO 17025, GMP/cGMP, GLP
639 | Biologics - SDS-PAGE |  | FDA, DEA, ISO 17025, GMP/cGMP, GLP
640 | Biologics - Serology test development |  | FDA, DEA, ISO 17025, GMP/cGMP, GLP
641 | Biologics - Specific activity |  | FDA, DEA, ISO 17025, GMP/cGMP, GLP
642 | Biologics - Trace metals |  | FDA, DEA, ISO 17025, GMP/cGMP, GLP
643 | Biologics - Transduction efficacy |  | FDA, DEA, ISO 17025, GMP/cGMP, GLP
644 | Biologics - Viral particle titer |  | FDA, DEA, ISO 17025, GMP/cGMP, GLP
645 | Biologics - Western Blot |  | FDA, DEA, ISO 17025, GMP/cGMP, GLP
646 | Biologics Chemistry, manufacturing and controls (CMC) |  | FDA, DEA, ISO 17025, GMP/cGMP, GLP
647 | Cell bank production and characterization (mammalian) |  | FDA, DEA, ISO 17025, GMP/cGMP, GLP
648 | Safety Testing (Endotoxin) |  | ISO 17025, FDA registered, DEA licensed, GMP compliant
649 | Amorphous solid dispersion - Drug polymer ratio, Surfactant and solvent impact, Surfactant level, Solvent effect, Environmental factors (temp and humidity) , Form conversion analysis |  | FDA, DEA, ISO 17025, GMP/cGMP, GLP
650 | Chromatography - Gas Chromatography (GC/MS) |  | FDA, DEA, ISO 17025, GMP/cGMP, GLP
651 | Chromatography - High Performance Liquid Chromatography (HPLC) |  | FDA, DEA, ISO 17025, GMP/cGMP, GLP
652 | Differential Scanning Calorimetry (DSC) - Used to measure: glass transition temperature (Tg), crystallization temperature (Tc), and melting temperature or melting point; crystallinity, curing, Oxidative Induction Time (OIT), specific heat capacity, etc. |  | FDA, DEA, ISO 17025, GMP/cGMP, GLP
653 | Elemental Impurities / Heavy Metals Testing <232>/<233> ICH Q3D | USP <232>/<233> | ISO 17025
654 | Fourier Transform Infrared Spectroscopy (FTIR) |  | FDA, DEA, ISO 17025, GMP/cGMP, GLP
655 | Karl Fisher Analysis (Water Content, Moisture Content) |  | FDA, DEA, ISO 17025, GMP/cGMP, GLP
656 | nitrosamines |  | SAC 17025
657 | Photostability |  | FDA, DEA, ISO 17025, GMP/cGMP, GLP
658 | Polymorph, co-crystal and salt screening - Crystallization screening, Salt screening and selection, Solid dispersion screen, Co-crystal screening, Crystallizatiopn via salt or co-crystal formation |  | FDA, DEA, ISO 17025, GMP/cGMP, GLP
659 | Product Chemistry - ICH Q1A(R2) Stability Studies | ICH Q1A(R2) | ISO 17025, FDA registered, DEA licensed, GMP compliant
660 | Product Development - Chemical migration testing |  | FDA, DEA, ISO 17025, GMP/cGMP, GLP
661 | Product Development - Degradation testing |  | FDA, DEA, ISO 17025, GMP/cGMP, GLP
662 | Product Development - Efficacy testing |  | FDA, DEA, ISO 17025, GMP/cGMP, GLP
663 | Product Development - Elemental impurities |  | FDA, DEA, ISO 17025, GMP/cGMP, GLP
664 | Product Development - Environmental analysis |  | FDA, DEA, ISO 17025, GMP/cGMP, GLP
665 | Product Development - Impurity identification |  | FDA, DEA, ISO 17025, GMP/cGMP, GLP
666 | Product Development - Stability & shelf life studies |  | FDA, DEA, ISO 17025, GMP/cGMP, GLP
667 | Quadrupole Time-of-Flight Mass Spectrometry (Q-TOF) |  | FDA, DEA, ISO 17025, GMP/cGMP, GLP
668 | Solid form selection - Solubility and dissolution rate, Thermal characterization, Determination of partition coefficients, Determination of pKa, Drug-excipient compatibility, Particle size distribution, Hygroscopicity |  | FDA, DEA, ISO 17025, GMP/cGMP, GLP
669 | Solid state analysis - Racemic mixture relationship determination, Salt form identification, Salt form quantification |  | FDA, DEA, ISO 17025, GMP/cGMP, GLP
670 | Solid State Characterization (Polymorphism, XRD, DSC, Microscopy) |  | FDA, DEA, ISO 17025, GMP/cGMP, GLP
671 | Structure determination - Atom-to-atom connectivity, Inter-molecular interactions, Intra-molecular interactions |  | FDA, DEA, ISO 17025, GMP/cGMP, GLP
672 | Thermal analysis - Thermal decomposition, Melting point, Phase and glass transitions, Compound characterization, Thermodynamic properties, Degree of hydration or solvation |  | FDA, DEA, ISO 17025, GMP/cGMP, GLP
673 | Thermogravimetric Analysis (TGA) - Measures mass loss, weight change, thermal stability, ocidation, and combustion |  | FDA, DEA, ISO 17025, GMP/cGMP, GLP
674 | Water chemical testing |  | FDA, DEA, ISO 17025, GMP/cGMP, GLP
675 | Water Content | USP <921> | SAC 17025
676 | Wet chemistry |  | FDA, DEA, ISO 17025, GMP/cGMP, GLP
677 | Product Development - Competitor product analysis |  | FDA, DEA, ISO 17025, GMP/cGMP, GLP
678 | Product Development - Product deformulation |  | FDA, DEA, ISO 17025, GMP/cGMP, GLP
679 | Product Development - Product emulation & reformulation |  | FDA, DEA, ISO 17025, GMP/cGMP, GLP
680 | Product Development - Product packaging selection |  | FDA, DEA, ISO 17025, GMP/cGMP, GLP
681 | Product Development - Raw material testing |  | FDA, DEA, ISO 17025, GMP/cGMP, GLP
682 | Product Development - Product failure & defect analysis |  | FDA, DEA, ISO 17025, GMP/cGMP, GLP
683 | FDA Food Contact Regulation | 21CFR177 | ISO 17025
684 | Medical device 510k |  | FDA, DEA, ISO 17025, GMP/cGMP, GLP
685 | Optical microscopy |  | FDA, DEA, ISO 17025, GMP/cGMP, GLP
686 | Scanning Electron Microscopy/Energy Dispersive X-Ray Spectoscopy (SEM/EDS) |  | FDA, DEA, ISO 17025, GMP/cGMP, GLP
687 | Biocompatibility - Chemical characterization studies, Analytical chemistry testing; extractables and leachables (E&L), Cytotoxicity |  | FDA, DEA, ISO 17025, GMP/cGMP, GLP
688 | Mycotoxins (specific analytes listed below): 3-Acetyldeoxynivalenol (3-AcDON), Aflatoxin B1 (AFB1), Aflatoxin B2 (AFB2), Aflatoxin G1 (AFG1), Aflatoxin G2 (AFG2), Alternariol (ALT), Deoxynivalenol (DON), Diacetoxyscirpenol (DAS), Fumonisin B1 (FB1), Fumonisin B2 (FB2), Fumonisin B3 (FB3), Fusarenon-X (FUSX), HT-2 toxin (HT2), Neosolaniol (NEO), Nivalenol (NIV), Ochratoxin A (OTA), T-2 toxin (T2), Zearalanol (ZEA; a combination of α-zearalanol and β-zearalanol), Zearalenone (ZON), Antifungal thiabendazole (THIA) |  | FDA, DEA, ISO 17025, GMP/cGMP, GLP
689 | Product Development - Mycotoxin testing |  | FDA, DEA, ISO 17025, GMP/cGMP, GLP
690 | Safety (endotoxin) |  | FDA, DEA, ISO 17025, GMP/cGMP, GLP
691 | Analytical method development and feasibility |  | FDA, DEA, ISO 17025, GMP/cGMP, GLP
692 | Analytical testing to support stability - Forced degradation, Degradation products, Potency, Purity, Physicochemical characteristics |  | FDA, DEA, ISO 17025, GMP/cGMP, GLP
693 | Bacterial Endotoxins Test - Turbidimetric/Chromogenic Techniques - Test for Interfering Factors (Inhibition/Enhancement Test), Product Validation, Quantitative Product testing | USP <85> | ISO 17025, FDA registered, DEA licensed, GMP compliant
694 | Chemistry, manufacturing and controls (CMC) consulting & testing services |  | FDA, DEA, ISO 17025, GMP/cGMP, GLP
695 | Cleaning validation support |  | FDA, DEA, ISO 17025, GMP/cGMP, GLP
696 | Clinical Support (Phase I & II) - Container closure compatibility, evaluation and selection studies |  | FDA, DEA, ISO 17025, GMP/cGMP, GLP
697 | Clinical Support (Phase I & II) - CTM (clinical trial materials manufacturing) |  | FDA, DEA, ISO 17025, GMP/cGMP, GLP
698 | Clinical Support (Phase I & II) - Formulation development (Dosage forms: topicals, suppositories, enteral solids and liquids, novel delivery systems, tablets; CANNOT do sterile at this time) |  | FDA, DEA, ISO 17025, GMP/cGMP, GLP
699 | Clinical Support (Phase I & II) - Hot melt extrusion |  | FDA, DEA, ISO 17025, GMP/cGMP, GLP
700 | Clinical Support (Phase I & II) - Small batch manufacturing |  | FDA, DEA, ISO 17025, GMP/cGMP, GLP
701 | Compendial (pharmacopeial; monograph) testing |  | FDA, DEA, ISO 17025, GMP/cGMP, GLP
702 | Contaminant investigation & analysis |  | FDA, DEA, ISO 17025, GMP/cGMP, GLP
703 | Dissolution, Apparatus 1 and 2 | USP <711> | SAC 17025
704 | Drug product release (batch release, lot release) testing |  | FDA, DEA, ISO 17025, GMP/cGMP, GLP
705 | Elemental analysis - Elemental impurities 232/233 Q3D; Trace metals impurities |  | FDA, DEA, ISO 17025, GMP/cGMP, GLP
706 | Extractables & Leachables (E&L) |  | FDA, DEA, ISO 17025, GMP/cGMP, GLP
707 | Extractables and leachables | ISO 7886, Annex A | ISO 17025
708 | Forced degradation |  | FDA, DEA, ISO 17025, GMP/cGMP, GLP
709 | ICH Q2R1 Analytical Method Validation |  | ISO 17025
710 | Identification of active pharmaceutical ingredient (API) and excipients (inactives) |  | FDA, DEA, ISO 17025, GMP/cGMP, GLP
711 | Image analysis |  | FDA, DEA, ISO 17025, GMP/cGMP, GLP
712 | Impurities characterization - Leachants, Residual solvents, Elemental degradants, Processing agents, |  | FDA, DEA, ISO 17025, GMP/cGMP, GLP
713 | In vitro release testing (IVRT) and In vitro permeation testing (IVPT) - IVRT/IVPT |  | FDA, DEA, ISO 17025, GMP/cGMP, GLP
714 | Method validation |  | FDA, DEA, ISO 17025, GMP/cGMP, GLP
715 | Nitrosamine analysis |  | FDA, DEA, ISO 17025, GMP/cGMP, GLP
716 | Particulate matter | USP <788> <787> <789> <790> | FDA, DEA, ISO 17025, GMP/cGMP, GLP
717 | Pharmaceutical packaging compatibility |  | FDA, DEA, ISO 17025, GMP/cGMP, GLP
718 | Plastic Materials USP 661.1 | USP <661.1> | FDA, DEA, ISO 17025, GMP/cGMP, GLP
719 | Polymer testing & prototype development |  | FDA, DEA, ISO 17025, GMP/cGMP, GLP
720 | Preclinical Support - Cleaning & process validation |  | FDA, DEA, ISO 17025, GMP/cGMP, GLP
721 | Preclinical Support - Clinical trial manufacturing (CTM) |  | FDA, DEA, ISO 17025, GMP/cGMP, GLP
722 | Preclinical Support - Clinical trial placebo manufacturing |  | FDA, DEA, ISO 17025, GMP/cGMP, GLP
723 | Preclinical Support - Container closure compatibility, evaluation & selection |  | FDA, DEA, ISO 17025, GMP/cGMP, GLP
724 | Preclinical Support - Drug product release release testing |  | FDA, DEA, ISO 17025, GMP/cGMP, GLP
725 | Preclinical Support - Formulation development (Dosage forms: topicals, suppositories, enteral solids and liquids, novel delivery systems, tablets; CANNOT do sterile at this time) |  | FDA, DEA, ISO 17025, GMP/cGMP, GLP
726 | Preclinical Support - Hot melt extrusion |  | FDA, DEA, ISO 17025, GMP/cGMP, GLP
727 | Preclinical Support - Particle size morphology |  | FDA, DEA, ISO 17025, GMP/cGMP, GLP
728 | Preclinical Support - Polymer & plastic testing |  | FDA, DEA, ISO 17025, GMP/cGMP, GLP
729 | Preclinical Support - Pre-formulation analysis |  | FDA, DEA, ISO 17025, GMP/cGMP, GLP
730 | Preclinical Support - Raw material sourcing |  | FDA, DEA, ISO 17025, GMP/cGMP, GLP
731 | Preclinical Support - Small batch manufacturing |  | FDA, DEA, ISO 17025, GMP/cGMP, GLP
732 | Preliminary analysis |  | FDA, DEA, ISO 17025, GMP/cGMP, GLP
733 | Process-related impurities - Bioprocessing enzymes, chemical and biochemical processing reagents, inorganic salts, solvents, carriers, ligands, and leachables |  | FDA, DEA, ISO 17025, GMP/cGMP, GLP
734 | Product testing |  | FDA, DEA, ISO 17025, GMP/cGMP, GLP
735 | Q1/Q2 (Q3) deformulation |  | FDA, DEA, ISO 17025, GMP/cGMP, GLP
736 | Raw materials analysis |  | FDA, DEA, ISO 17025, GMP/cGMP, GLP
737 | Raw materials excipient and API testing (USP, NF & EP) |  | FDA, DEA, ISO 17025, GMP/cGMP, GLP
738 | Reference standard characterization |  | FDA, DEA, ISO 17025, GMP/cGMP, GLP
739 | Solid state characterization (API - active pharamceutical ingredient and excipients) |  | FDA, DEA, ISO 17025, GMP/cGMP, GLP
740 | Stability |  | FDA, DEA, ISO 17025, GMP/cGMP, GLP
741 | Stability indicating assay development, validation |  | FDA, DEA, ISO 17025, GMP/cGMP, GLP
742 | Standard Test Method for Silica, Precipitated, Hydrated—CTAB (Cetyltrimethylammonium Bromide) Surface Area | ASTM D6845 | FDA, DEA, ISO 17025, GMP/cGMP, GLP
743 | Storage stability (accel/long-term) |  | FDA, DEA, ISO 17025, GMP/cGMP, GLP
744 | Trace metals impurities |  | FDA, DEA, ISO 17025, GMP/cGMP, GLP
745 | USP 191 Identification | USP 191 | FDA, DEA, ISO 17025, GMP/cGMP, GLP
746 | USP 467 residual solvents | USP 467 | FDA, DEA, ISO 17025, GMP/cGMP, GLP
747 | USP 660 glass containers | USP 660 | FDA, DEA, ISO 17025, GMP/cGMP, GLP
748 | USP 661 containers | USP 661 | FDA, DEA, ISO 17025, GMP/cGMP, GLP
749 | USP 771 dissolution, apparatus 1 and 2 | USP 771 | FDA, DEA, ISO 17025, GMP/cGMP, GLP
750 | Chemical Analysis - Combustion/Fusion Analysis (LECO) |  | RvA VCA, Nadcap
751 | Chemical Analysis - Inductively Coupled Plasma Atomic Emission Spectroscopy (ICP-AES) | ASTM E1479 | RvA VCA, Nadcap
752 | Chemical Analysis - Optical Emission Spectroscopy (OES) Spark | ASTM E1009 | RvA VCA, Nadcap
753 | Chloride in Surface Treatment Baths | AITM3-0035 | RvA VCA
754 | Insert gas fusion (IGF)
755 | Silica in Water | BATS 5180 | RvA VCA
756 | Rockwell Hardness Testing |  | RvA VCA
757 | Charpy Impact Testing | ISO 83; ISO 148; API-5L; ASTM A370; ASTM E23; API-5L, AWS D1.(serie), ISO 9016; ASME IX; EN 875 | RvA VCA
758 | Elevated Temperature Tensile Testing | ISO 6892-2; EN 10002-5; ASTM E21; ISO 783 | RvA VCA
759 | Flexural Strength Testing | AWS D1.(serie); ASME IX; API 1104; ASTM E190; ASTM A370, API-5L; EN 910 ISO 7438; ISO 5173 | RvA VCA
760 | Hardness & Microhardness Testing (Brinell, Vickers, Rockwell) | ISO 6506; ISO 6507; ISO 6508; ASTM E384; ASTM A370; ASTM E10; ASTM E18, ISO 9015; ASME IX; EN1043 | RvA VCA
761 | Room Temperature Tensile Testing | ISO 6892-1; EN 10002-1; ASTM A370; ASTM E8; ASTM B557; API-5L; EN895; ISO 5178; ISO 4136; EN 485; ISO 9018 ASME-IX; AWS D1.(serie); API-1104; BS 3688 | RvA VCA
762 | Wrought Titanium-6Aluminum-4Vanadium Alloy for Surgical Implant Applications (UNS R56400) | ASTM F1472
763 | Huey Test - Intergranular Corrosion Attack Testing (IGA - IGC) | ASTM A262, practice C | RvA VCA
764 | Intergranular Corrosion Attack Testing (IGA - IGC) | ASTM A262, practice E; ISO 3651-2, ASTM G28, ASTM A923 Method B | RvA VCA
765 | Macroscopic, Microscopic, and Visual Examination of Welds | ISO 5817; ISO 6520-1; ISO 17639; BS-709; ASME IX; AWS D1.(serie); EN 15614-8 | RvA VCA
766 | Microscopic Examination (Prep, Grain Size, Inclusion) | ASTM E3; ASTM E112; ASTM E562; EURONORM-3; ISO 643; EN 1321; ISO 17639 | RvA VCA
767 | Pitting and Crevice Corrosion Resistance (Ferric Chloride Solution) | ASTM G48 | RvA VCA
768 | Resistance to Hydrogen Induced Cracking | NACE TM0284 | RvA VCA
769 | Scanning Electron Microscopy - Energy Dispersive Xray Spectroscopy (SEM-EDS) (contamination)
770 | Apparent density of powder for property determination | ISO 3923, ASTM B212
771 | Compacted tap density of powder for property determination | ISO 3953, ASTM B227
772 | Hall funnel flowability of powder for property determination | ISO 4490, ASTM B213
773 | Morphology, SEM of powder for property determination | ISO 3252, ASTM B243
774 | Particle Size Distribution (PSD) - laser diffraction of powder for property determination | ISO 13320, ASTM B822
775 | Sampling of powder for property determination | ISO 3954, ASTM B215
776 | Additive manufacturing — Feedstock materials — Methods to characterize metal powders | ASTM/ISO 52907:2019 | RvA VCA
777 | On-site training courses - Fundamental training in HPLC and GC; Troubleshooting & Maintenance in HPLC and GC; Method Development training in HPLC and GC; LC-MS and GC-MS training; Introduction to Statistics for Analytical Chemists |  | n/a
778 | Consumables & Spare Parts |  | n/a
779 | Dectectors & Analyzers |  | n/a
780 | Electrochemical Reactors |  | n/a
781 | Gas Chromatography (GC) Columns |  | n/a
782 | Pipettes, Service, & Calibration |  | n/a
783 | Purification Columns & Media |  | n/a
784 | Safety Solutions |  | n/a
785 | Sample Preparation & Filtration |  | n/a
786 | Supplies - High performance liquid chromatography (HPLC) Columns |  | n/a
787 | Supplies - Ultra high performance liquid chromatography (uHPLC) Columns |  | n/a
788 | Chemical Analysis - Optical Emission Spectroscopy (OES) | n/a | n/a
789 | Positive Material Identification - PMI | n/a | n/a
790 | Failure Analysis & Consulting | n/a | n/a
791 | Hardness Testing & Microhardness Testing (Scales unknown) | n/a | n/a
792 | Bend Testing - Welds & Metals | n/a | n/a
793 | Charpy Impact Testing (Ambient and Subambient Temperatures) | ASTM E23, ASTM A923 (Method B) | n/a
794 | Compression Testing - Metals | n/a | n/a
795 | Custom Tensile Testing | Customer Dictated | n/a
796 | Fastener Mechanical Testing | n/a | n/a
797 | Flanging & Flaring |  | n/a
798 | Flattening Test | ISO 9809-2 | n/a
799 | Impact Testing (Shear Percentage) |  | n/a
800 | Lateral Expansion Testing |  | n/a
801 | Ring Expansion Testing |  | n/a
802 | Ring Tensile Testing |  | n/a
803 | Single Shear Testing |  | n/a
804 | Tensile Testing - Metals & Fasteners (Elevated and Subambient Temperatures) | n/a | n/a
805 | Tensile/Proof Load Testing: Bolts | ISO 898-1 | n/a
806 | Weld Tensile Testing - Subambient and Elevated Temperatures | EN 10002-5, ASTM A370, ASTM E21, ISO 6892-2, NEN-6008, NEN-EN 10002-1:2001, NEN-EN 10326; ISO 6892-1, ISO 37, ISO 527, ASTM D412, ASTM D638 | ISO 17025
807 | Wrap-Around Testing |  | n/a
808 | Etching - Metallography | n/a | n/a
809 | Fractography | n/a | n/a
810 | Grain Size Analysis | n/a | n/a
811 | Macro, Micro and Replica Photos |  | n/a
812 | Macroetching and Microetchinf - Mounting, Polishing and Etching |  | n/a
813 | Microstructure Evaluation |  | n/a
814 | Plating Thickness Measurements |  | n/a
815 | Scanning Electron Microscopy/Energy Dispersive Spectroscopy (SEM / EDS) | n/a | n/a
816 | Heat Treatment |  | n/a
817 | Nick Break Testing of Fillet Welds |  | n/a
818 | Welding Engineering, Qualification, Consulting and Testing | n/a | n/a
819 | Water Absorption |  | ISO 17025
820 | Design for Life Endurance |  | ISO 17025
821 | Expert Witness Services |  | ISO 17025
822 | Fixture Design & Build |  | ISO 17025
823 | Dimensional Inspection |  | ISO 17025
824 | Climatics & Environmental Simulation |  | ISO 17025
825 | Humidity Conditioning & Testing |  | ISO 17025
826 | Operational Shock and Crash Safety Testing | RTCA/DO-160, Section 7 | ISO 17025
827 | Scanning Laser Doppler Vibrometer (SLDV) ​ |  | ISO 17025
828 | Temperature Cycling (High, Low) | RTCA/DO-160, Section 4, Section 5; MIL-STD-810 | ISO 17025
829 | Vibration/Shock Testing (Sinus, Sinus Dwell, Sinus Notching, Random, Random Notching und Shock, Sine over Random, Random on Random) | RTCA/DO-160, Section 8; DIN EN 60068, DIN EN 61373; MIL-STD-810 | ISO 17025
830 | Acceleration Testing |  | ISO 17025
831 | Aerodynamic Seal Testing |  | ISO 17025
832 | Air Flow (bleed air) Testing |  | ISO 17025
833 | Burst / Leak / Pressure Testing - Pneumatic (Fluids: e.g. ARALUX, AEROSHELL, Jet-A, JP-4, JP-5, JP- 8, MIL-PRF-23699, MIL-PRF-5606, MIL-PRF-7808, MIL- PRF-83282, MIL-PRF-7024, Phosphate Esters (Skydrol)) |  | ISO 17025
834 | Deflection measurement (optical, acoustic, LVDT´s) |  | ISO 17025
835 | Digital Image Coorelation - DIC (Limess) |  | ISO 17025
836 | Drop Shock Testing |  | ISO 17025
837 | Dynamics Testing |  | ISO 17025
838 | Fluid Component Testing |  | ISO 17025
839 | Fuel Hose Performance / Recirculation / Exposure Testing |  | ISO 17025
840 | Heat Exchanger Performance & Endurance Testing |  | ISO 17025
841 | High Cycle Fatigue (HCF) Testing - Holography - Airfoils, Blades, Vanes, Blisks and Blings (up to ~1200°C) |  | ISO 17025
842 | Hydraulics Shock & Impulse Testing |  | ISO 17025
843 | Impact Testing - Using drop tower or special gas gun |  | ISO 17025
844 | Load / Tensile Modulus Testing - Components and Materials |  | ISO 17025
845 | Multi Axis Dynamic Structural Testing |  | ISO 17025
846 | Operational Durability |  | ISO 17025
847 | Qualification Test Procedure Writing |  | ISO 17025
848 | Rapid Decompression |  | ISO 17025
849 | Rotating Bending Fatigue Testing |  | ISO 17025
850 | Space Simulation |  | ISO 17025
851 | Spin Testing |  | ISO 17025
852 | Spin Testing / Endurance / Overspeed-Burst / Hot-Cold / Partial Air / Dynamic (Disks, Bearings, T-chargers) |  | ISO 17025
853 | Strain Gaging & Calibration |  | ISO 17025
854 | Stress-Strain Measurement and Analysis |  | ISO 17025
855 | Structural Component Testing |  | ISO 17025
856 | Structures Testing (Tension/Torsion/Compression) |  | ISO 17025
857 | Wind Milling and Fan Blade Off Testing |  | ISO 17025
858 | Liquid Penetrant Inspection - LPI - PT |  | ISO 17025
859 | Dimensional Equipment Calibation - Length | According to Customer/Manufacturer specification | ISO/IEC 17025
860 | Electrical Equipment Calibation - DC & Low frequency | According to Customer/Manufacturer specification | ISO/IEC 17025
861 | Equipment Calibation - Flow | According to Customer/Manufacturer specification | N/A
862 | Equipment Calibation - Frequency and time | According to Customer/Manufacturer specification | N/A
863 | Equipment Calibation - Temperature & Humidity | According to Customer/Manufacturer specification | N/A
864 | Mechanical Equipment Calibation - Force | According to Customer/Manufacturer specification | N/A
865 | Mechanical Equipment Calibation - Pressure | According to Customer/Manufacturer specification | N/A
866 | Mechanical Equipment Calibation - Torque | According to Customer/Manufacturer specification | N/A
867 | 2D / 3D SLDV Mode Shape Analysis and Full-Field Strain Measurement |  | ISO 17025
868 | Digital Image Correlation (DIC) for vibration analysis 2D / 3D |  | ISO 17025
869 | Frequency Checking (Aerospace fan Blades, Vanes, and Blisks) |  | ISO 17025
870 | HCF testing of accessories |  | ISO 17025
871 | Hot High Cycle Fatigue Testing of Blades, Vanes, Blisks and Blings |  | ISO 17025
872 | In-situ Pipes Modal Analysis of pipes |  | ISO 17025
873 | Modal Testing |  | ISO 17025
874 | Operational Modal Analysis |  | ISO 17025
875 | Scanning Laser Doppler Vibrometry (SLDV) - Mode Shape Analysis |  | ISO 17025
876 | Secondary measurement system |  | ISO 17025
877 | Vibration control systems |  | ISO 17025
878 | Bi-axial Dovetail Fatigue Testing |  | ISO 17025
879 | controlled release detonation of rotation parts |  | ISO 17025
880 | Crack Propagation in Finned Test Pieces - Test Procedure |  | ISO 17025
881 | Dynamic Coefficient of Friction Testing |  | ISO 17025
882 | fan blade off |  | ISO 17025
883 | high speed projectile impact |  | ISO 17025
884 | Impac testing of composite materials |  | ISO 17025
885 | LCF HCF combined testing |  | ISO 17025
886 | LCF overspeed with crack detection and disc growth |  | ISO 17025
887 | LCF testing overspeed burst |  | ISO 17025
888 | LCF testing overspeed burst |  | ISO 17025
889 | low speed projectile impact |  | ISO 17025
890 | Multi-axis Firtree Fatigue Testing |  | ISO 17025
891 | On cooling' tensile test procedure |  | ISO 17025
892 | single blade testing |  | ISO 17025
893 | Strain Controlled LCF Test procedure | ASTM E606, ISO 12106 | ISO 17025
894 | Strain Controlled Thermo Mechanical Fatigue Testprocedure |  | ISO 17025
895 | Stress Controlled Thermo Mechanical Fatigue Testprocedure |  | ISO 17025
896 | Test Method for Force Controlled Axial High Cycle Fatigue (HCF) | EN 3987, ASTM E466 | ISO 17025
897 | Test Method for Force controlled Low Cycle Fatigue Bend Testing |  | ISO 17025
898 | Test Method for Forced Controlled LCF low cycle fatigue Testing | ASTM E466, ISO 1099 | ISO 17025
899 | Test Method for Potential Drop Monitored Notch Fatigue Testing |  | ISO 17025
900 | Test Method for Sliding Wear Testing - Wear Rate Evaluation |  | ISO 17025
901 | Test Method for the Determination of the Rate of Fatigue Crack Growth in Metallic Materials - Corner Crack Geometry | EN 3873, ASTM E647, ISO 12108 | ISO 17025
902 | Test Method for the determination of VSV Bush Wear Rig Tests |  | ISO 17025
903 | Test Methodes for fatigue testing of composite materials |  | ISO 17025
904 | Test Methodes for the determination of tensile properties of composit materials | ASTM D3552 | ISO 17025
905 | Test Methodes for Torsion Testing |  | ISO 17025
906 | Test Methods for Tensile Testing of Metallic Materials | ASTM E4, ASTM E21, EN 2002-1, EN 2002-5 | ISO 17025
907 | Failure Analysis & Consulting | n/a | n/a
908 | Salt Spray Testing | ISO 9227 | n/a
909 | Hardness Testing & Microhardness Testing | n/a | n/a
910 | Bend Testing - Welds & Metals | n/a | n/a
911 | Charpy Impact Testing | ASTM E23 | n/a
912 | Crack Tip Opening Displacement - CTOD | n/a | n/a
913 | Crack Tip Opening Displacement - CTOD (SENB) |  | n/a
914 | Crack Tip Opening Displacement - CTOD (SENT) |  | n/a
915 | Custom Tensile Testing | Customer Dictated | n/a
916 | Elevated Temperature Tensile Testing | ASTM E21 | n/a
917 | Fastener Mechanical Testing | n/a | n/a
918 | Flanging & Flaring |  | n/a
919 | Flattening Test | ISO 9809-2 | n/a
920 | Fracture Mechanics - Fracture Toughness | ASTM E399; API 1104; IMMUA 2014, ISO 10225, DNV-OS-F101 (SENB Geometry Jcritical), DNV-RPF108 (SENT Geometry Jcritical & JRcurve multi-specimen) | n/a
921 | Fracture Mechanics – SENB geometry - Crack Tip Opening Displacement – CTOD & J Integral | BS 7448: Part 1:1991, BS EN ISO 15653:2018, ISO 12135:20016 | n/a
922 | Fracture Mechanics – SENT geometry - Crack Tip Opening Displacement – CTOD & J Integral | BS 8571:2014 | n/a
923 | Impact Testing - Subambient Temperatures | ASTM A923 (Method A) | n/a
924 | Impact Testing (Shear Percentage) |  | n/a
925 | Lateral Expansion Testing |  | n/a
926 | Material Fatigue Testing (High and low cycle) - e-N Curves and strain life coefficients; coffin-manson | ASTM E466, ASTM E606 | n/a
927 | Proof Load Testing | n/a | n/a
928 | Ring Expansion Testing |  | n/a
929 | Ring Tensile Testing |  | n/a
930 | Tensile Testing - Metals & Fasteners (Elevated and Subambient Temperatures) | n/a | n/a
931 | Tensile/Proof Load Testing: Bolts | ISO 898-1 | n/a
932 | Transverse Tensile Tensile Test (Destructive Tests on Welds) |  | n/a
933 | Validation Surface (NQ/NP) |  | n/a
934 | Weld Tensile Testing - Subambient and Elevated Temperatures | EN 10002-5, ASTM A370, ASTM E21, ISO 6892-2, NEN-6008, NEN-EN 10002-1:2001, NEN-EN 10326; ISO 6892-1, ISO 37, ISO 527, ASTM D412, ASTM D638 | ISO 17025
935 | Wrap-Around Testing |  | n/a
936 | Austenite Spacing |  | n/a
937 | Coating Removal |  | n/a
938 | Etching- Macro- and Micro-etching (Mounting, polishing, etc.) | ASTM E381, ASTM E340 | n/a
939 | Ferrite Count | ASTM E562 | n/a
940 | Fractography | n/a | n/a
941 | Grain Size Analysis | n/a | n/a
942 | Inclusion Rating | ASTM E45 | n/a
943 | Micro, Macro and Replica Photos |  | ISO 17025
944 | Microstructure Evaluation |  | n/a
945 | Plating Thickness Measurements |  | n/a
946 | Replication Metallography |  | n/a
947 | Scanning Electron Microscopy/Energy Dispersive Spectroscopy (SEM / EDS) | n/a | n/a
948 | Liquid Penetrant Inspection - PT - LPI | n/a | n/a
949 | Heat Treatment |  | n/a
950 | Laser welding process - evaluate quality of welds | n/a | n/a
951 | Welding Engineering, Qualification, Consulting and Testing | n/a | n/a
952 | Dimensional Equipment Calibration - Length | According to Customer/Manufacturer specification | ISO/IEC 17025
953 | Electrical Equipment Calibration - DC & Low frequency | According to Customer/Manufacturer specification | ISO/IEC 17025
954 | Electrical Equipment Calibration - RF & Microwave | According to Customer/Manufacturer specification | N/A
955 | Equipment Calibration - Frequency and time | According to Customer/Manufacturer specification | N/A
956 | Equipment Calibration - Temperature & Humidity | According to Customer/Manufacturer specification | N/A
957 | Mechanical Equipment Calibration - Pressure | According to Customer/Manufacturer specification | N/A
958 | Mechanical Equipment Calibration - Torque | According to Customer/Manufacturer specification | N/A
959 | Tensile Testing (Ambient & Elevated Temperature) - SEE LIMITATIONS | BS EN ISO 6892-1:2016, ASTM B557-15, ASTM E8/E8M-16a, ASTM A370-17 | Two staff at Bridgnorth facility available, with current training records for mechanical testing, technical support available off site.
960 | Apparent Density | BSI BS 2782-6 METHOD 620A-D BS EN ISO 1183-1:2012, ASTM D792-13, ISO 10119, ISO 1183-1 , BS 4443:Part 1:1988, BS EN ISO 845:2009 | ISO 17025
961 | Density/Specific Gravity - Metals |  | ISO 17025
962 | Fiber and Void Content (Burn off and Acid Digestion) | BS 2782:Part 10:Method 1002: 1977(2003), BS EN 2559:1997, BS EN 2564:1998, BS EN ISO 1172:1999, BS EN ISO 3451-1:2008, BS EN ISO 3451-4:2000, BS EN ISO 3451-5:2002, EN 2559, ASTM D2734, ASTM D3171, ISO 1172 | ISO 17025
963 | Water Absorption |  | ISO 17025
964 | Susceptability to Intergranular Corrosion (IGA/IGC) | BS HC 100:2010, BS 970:Part 1:1996, BS 3146:Part 2:1975(2012), BS EN 10293:2008, BS EN ISO 3651-2:1998 | ISO 17025
965 | Brinell (HBW 1/30 and 1/10) | BS EN ISO 6506-1:2014 ASTM E10-18 | ISO 17025
966 | Low Force Vickers | BS EN ISO 6507-1:2018 | ISO 17025
967 | Microhardness (Vickers only - HV0.1 & 0.2) | ISO 4545-1:2018, ASTM E384-17 | ISO 17025
968 | Rockwell (B & C Scale) | BS EN ISO 6508-1:2016 ASTM E18-19 | ISO 17025
969 | Vickers (HV5, HV10 & HV30) | BS EN ISO 6507-1:2018, ASTM E92-17 | ISO 17025
970 | Adhesive Peel Testing | BS 5350-C13:1990(2011), BS EN 2243-3:2005, BS EN 1464:2010, BS EN 2243-2:2005, BS EN 2243-3:2005, ASTM D1876, EN 2243-2, EN 2243-3 | ISO 17025
971 | Bearing Strength (Pin or Bolt Configuration) | ASTM D953-10, ASTM D5961/D5961M-13, AITM 1-0009-1 / 2 | ISO 17025
972 | Bend Testing | BS EN ISO 7438:2005, ISO 5173 | ISO 17025
973 | Compression After Impact (CAI) | ASTM D7136/D7136M-12, ASTM D7137/D7137M-12 | ISO 17025
974 | Compression Testing - Composites | AITM 1-0008- B/C/D | ISO 17025
975 | Compression Testing - Metals & Plastics | BS EN ISO 604:2003, E-E-OP-AS-ME-BW-MD006, AITM 1-0008- A1(<200kn) / A2, EN 2850-B (Pren) (ISO 14126-2) | ISO 17025
976 | Flexural Properties Testing - Metals & Plastics | BS 2782:Part 10:Method 1005: 1977(2003), BS EN 2562:1997, BS EN 2746:1998, BS EN ISO 178+A1:2010(2013), BS EN ISO 14125+A1:1998(2011), AITM 1-0018, EN 2562, EN 2746 | ISO 17025
977 | Flexural Strength Testing of Composites | ASTM D790, MSRR 9992 method9, ASTM D7264 | ISO 17025, NADCAP, UKAS and Airbus
978 | Fracture Toughness Testing - Composites | ASTM D5528-13, AITM 1-0053 | ISO 17025
979 | General Metallic Mechanical Testing | BAERD-GEN-018-2A , BAERD-GEN-018-2C | ISO 17025
980 | Instrumented Falling Weight Impact Testing of Polymer Composites | ASTM D7136 | ISO 17025
981 | Proof Load - Bearings and Bushes | E-E-OP-AS-NM-BW-MD030 | ISO 17025
982 | Shear Testing | ASTM D3518/D3518M-13, ASTM D4255/D4255M-01(2007), BS 5350:Part C5:2002, BS EN 2243:Part 1:2005, BS EN 2563:1997, AITM 1-0002 (ISO 14129), AITM 1-0019 , EN 2243-1, EN 2377 (ISO 14130), EN 2563, EN 2667-1 (PRen), ASTM D5379 | ISO 17025
983 | Tensile Testing | BS 2782:Part 3:Method 320C-F: 1976 (obsolescent), BS 2782:Part 10:Method 1003: 1977(2003), BS EN 2561:1995, BS EN 2597:1998, BS EN 2747:1998, BS EN ISO 527-1:2012, BS EN ISO 527-2:2012, BS EN ISO 527-3:1996, BS EN ISO 527-4:1997, BS EN ISO 527-5:2009, ASTM E8, BS 4A4:Part 1:Section 1:1966, BS EN 2002-1:2005, BS EN ISO 6892-1:2009, BS EN 2002-2:2005, BS EN ISO 6892-2:2011, BS 4A4:Part 1: Section 2:1967, BS 3518 Part 1:1993, BS 3518 Part 3:1963(1984), E-E-OP-AS-ME-BW-MD031, AITM 1-0025, AITM 1-0029, EN 2002-1 (ASTM E8 / ASTM B557), EN 2002-2, EN 2243-4, EN 2561, EN 2597, EN 2747 | ISO 17025
984 | Tensile Testing - Adhesives | BS 5350:Part C6:1990(2012), BS EN 15870:2009, ASTM C297/C297M-04(2010) | ISO 17025
985 | Tensile Testing - Composites | AITM 1-0007-A / B / C / D | ISO 17025
986 | Bend Testing | ASTM A370-18, ASTM E290-14 | ISO 17025
987 | Charpy (U & V-notch) | ASTM E23-18, ASTM A370-15 | ISO 17025
988 | Climbing drum peel test | (BS 5350-C13:1990(2011), BS EN 2243-3:2005, ASTM D1781-98(2012)) | ISO 17025
989 | Compressive strength and elastic modulus | ASTM D695-15M, ASTM D3410-03/D3410M-16, AITM 1.0008 Issue 8) | ISO 17025
990 | Flexural properties | BS EN 2562:1997, | ISO 17025
991 | Izod | BS 131:Part 1:1961(1996)) | ISO 17025
992 | Lap shear | ASTM D1002-10(2019), ASTM D3528-96(2016)) | ISO 17025
993 | Modulus and ultimate strength by ring tensile (Documented In-House Method E-E-OP-AS-ME-BW-MD031) |  | ISO 17025
994 | Tensile - Forces up to 300kN | BS 4A 4:Part 1:Section 1:1966, ISO 6892-3 | ISO 17025
995 | Depth of carburized and hardened case | SAE ARP1341 Rev B:2018) | ISO 17025
996 | Depth of decarburisation | BS EN ISO 3887:2018 | ISO 17025
997 | General Metallographic Examination - Includes: Alpha Case, Depth of carburized and hardened case, Determination of transus temperature, grain size, Inclusion content, Macroetch testing of consumable electrode remelted steel bars and billets, Macroetching & Microetching, Macroscopic and microscopic examination of fiber reinforced plastics, Microstructural analysis, Near Surface Examinations - Alpha Case: Wrought Titanium, Near Surface Examinations - Intergranular Attack, Nitriding, Plating thickness, Point count method and line intercept method | BS EN 10328:2005, BS EN ISO 2639:2002, SAE ARP 1341B : 2001, EN 3684, BS EN ISO 643:2012, ASTM E112, ISO 643, ISO 4967:2013, ASTM E45, ASTM A604 (EN 2003-7), ASTM E340, ASTM E407, AITM 4-0005, BS EN ISO 1463:2004, BS EN ISO 4526:2004, EN 3683 | ISO 17025
998 | Phase volume fraction | ASTM E562-11 | ISO 17025
999 | Composite Specimen Pre-conditioning for Testing |  | n/a
1000 | Standard Specimen Machining |  | n/a
1001 | Surface Standards For Electro-Discharge Machining - Rolls Royce Approved | CME5033/5/F1 | Rolls Royce
1002 | Glass Transition Temperature (DMA Tg) by flexure in three-point bending mode | BS EN 6032:2015, AITM 1-0003 Issue 3) | ISO 17025
1003 | Thermal Analysis - Dynamic Mechanical Analysis (DMA) - Measures stiffnes, damping, curing, modulus, glass transition temperature (Tg), etc. | ASTM D5023-07, AITM 1-0003 | ISO 17025
1004 | According to ABP 2-4100 issue 4 - Electric Resistance Welding | ABP 2-4100 (See Remarks) | ISO 17025
1005 | Weld Inspection & Assessment | BS EN ISO 9606-1:2013, BS EN ISO 15614-7:2007, BS EN ISO 9017:2013, BS EN ISO 17639:2013 | ISO 17025
1006 | Weld Testing: Bend, Fracture, hardness, Impact Tensile, Micro Examination, Visual examination | BS 4871:Part 3:1985, BS 4872:Part 1:1982(2013), BS 4872:Part 2:1976(2013), BS EN 287:Part 1:2011, BS EN ISO 9606-2:2004, BS EN ISO 15614-1:2004+A2:2012, BS EN ISO 15614-2:2005, BS EN ISO 15614-8:2002, BS EN 1320:1997, BS EN 1321:1997, BS EN ISO 4136:2011, BS EN ISO 5173:2010+A1:2011, BS EN ISO 5178:2011, BS EN ISO 9015-1:2011, BS EN ISO 9016:2011, BS EN ISO 17637:2011 | ISO 17025
1007 | Assessment | Australian Building Code, Australian Standards, MFPE and various international standards | N/A
1008 | Compartmentation drawings | Australian Building Code, Australian Standards, MFPE and various international standards | N/A
1009 | Detail review | Australian Building Code, Australian Standards, MFPE and various international standards | N/A
1010 | Expert Witness | Australian Building Code, Australian Standards, MFPE and various international standards | N/A
1011 | Fire Risk | Australian Building Code, Australian Standards, MFPE and various international standards | N/A
1012 | Fire strategy report | Australian Building Code, Australian Standards, MFPE and various international standards | N/A
1013 | Heat transfer analysis (Finite Element) | Australian Building Code, Australian Standards, MFPE and various international standards | N/A
1014 | Heat transfer analysis (Hand Calculation) | Australian Building Code, Australian Standards, MFPE and various international standards | N/A
1015 | Means of escape modelling | Australian Building Code, Australian Standards, MFPE and various international standards | N/A
1016 | Means of escape modelling (Hand Calculation) | Australian Building Code, Australian Standards, MFPE and various international standards | N/A
1017 | Passive Fire Protection Inspection | Australian Building Code, Australian Standards, MFPE and various international standards | N/A
1018 | Radiation Analysis | Australian Building Code, Australian Standards, MFPE and various international standards | N/A
1019 | Smoke Modelling (CFD) | Australian Building Code, Australian Standards, MFPE and various international standards | N/A
1020 | Smoke Modelling (Zone) | Australian Building Code, Australian Standards, MFPE and various international standards | N/A
1021 | Acid Digestion | ASTM D3171 (A, B) | ISO 17025
1022 | Cleanliness Testing |  | n/a
1023 | Combustion Analysis (LECO) | ASTM E1019 | ISO 17025, Nadcap AC7101/2
1024 | Contaminant Testing & Analysis |  | n/a
1025 | Electron Backscatter Diffraction (EBSD) *subcon* |  | n/a
1026 | Fourier Transformer Infrared Spectroscopy (FTIR) | ASTM D276, ASTM D2124, ASTM D3677, ASTM E168, ASTM E334, ASTM E1252 | ISO 17025
1027 | Gel Time - PMCs | DMS 2288, DMS 2224; ASTM D3532 | ISO 17025
1028 | Hexavalent Chromium On Zinc and Zinc/Aluminum Alloy Coated Steel | ASTM D6492 | n/a
1029 | Matrix Solids Content and Matrix Content | ASTM D3529 | ISO 17025
1030 | Particle Analysis |  | n/a
1031 | Prepreg Areal / Adhesive Film Weight |  | n/a
1032 | Residual stress by Xray Diffraction (XRD) - Don't perform in-house but want to see all leads for this service |  | n/a
1033 | Residue Analysis |  | n/a
1034 | Resin Flow | DMS 2288, DMS 2224; ASTM D3531 | ISO 17025
1035 | Reverse Engineering & Deformulation |  | n/a
1036 | Spectro analysis (chemistry) of weld |  | n/a
1037 | Spectroscopy (OES) - Thermo ARL-3460 | ASTM E415, ASTM E1086, ASTM E1251; MAP C223, ASTM E1999 | ISO 17025, Nadcap AC7101/2
1038 | Volatiles Content | ASTM D3530 | ISO 17025
1039 | Water Absorption | ASTM D570 | ISO 17025
1040 | X-Ray Diffraction Spectrometry (XRD / XRS) - Powder Diffraction only (No Retained Austenite or Residual Stress) | MAP N214 | ISO 17025
1041 | Agencies Engaged in Construction Inspec-tion, Testing, or Special Inspection | ASTM E329 | ISO 17025
1042 | Engineering & Consulting |  | n/a
1043 | Expert Witness Services |  | n/a
1044 | Failure Analysis | MAP-G200, ASM Handbook Volume 11 | ISO 17025
1045 | Visual Examination of Welds | AMS-STD-1595A 1998; API 1104; ASME Section IX; AWS B2.1/B2.1M, AWS B2.2/B2.2M, AWS D1.1/D1.1M, AWS D1.2/D1.2M. AWS D1.4/D1.4M, AWS D1.5/D1.5M, AWS D1.6/D1.6M, AWS D17.1/D17.1M; BS EN 287-1; BS EN ISO 15614-1, BS EN ISO 15614-8; ISO 15614-5; CSA W47.1; NEN-EN ISO 9606-1, ISO 9606-4; MIL-STD-2035A, ISO 17637, BS EN ISO 9606-1 | ISO 17025
1046 | Weld Failure Analysis / Investigations |  | n/a
1047 | Weld Process Improvement |  | n/a
1048 | Coating Corrosion Evaluation (Degree of Rusting, Degree of Blistering) | ASTM D610, ASTM D714, ASTM D1654, ASTM D3359 | ISO 17025,Nadcap AC7101/4
1049 | Exfoliating Corrosion | ASTM G67 | ISO 17025, Nadcap AC7101/6
1050 | Intergranular Attack Corrosion (IGA/IGC) | ASTM A262 (A, B, C, E), ASTM A763, ASTM A923 (C), ASTM G28 (B), ASTM G48 (C + D) | ISO 17025, Nadcap AC7101/4
1051 | Non-Cyclic Salt Spray Testing (Salt Fog) - Copper Accelerated Acetic Acid-Salt Spray (CASS) | ASTM B117, ASTM D610, ASTM G85 (Annex A1), MIL-F-5541, MIL-A-8625, UN 2703 Section 19.1 | ISO 17025
1052 | Film Thickness |  | n/a
1053 | Linear Dimensional Inspection | ASME Y14.5 | ISO 17025
1054 | Conditioning of Plastics | ASTM D618 | ISO 17025
1055 | Effects of Liquids (Rubber) | ASTM D471 | ISO 17025
1056 | Humidity Testing (Water Resistance) | ASTM D1735, ASTM D4585/D4585M | ISO 17025
1057 | Molten Salt Bath (melted salt) |  | Nadcap AC7101/7
1058 | Oven Aging (Rubber) | ASTM D573 | ISO 17025
1059 | UV (Xenon, Fluorescent) --> They subcontract all of their UV work, only send if part of a larger project | ASTM G151, ASTM G154, ASTM G155 --> They subcontract all of their UV work, only send if part of a larger project | ISO 17025
1060 | Brinell Hardness Testing | ASTM A370 (Section 16), ASTM E10, ISO 6506-1 | ISO 17025, Nadcap AC7101/5
1061 | Hardness, Barcol | ASTM D2583 | n/a
1062 | Knoop & Vickers Microhardness Testing | ASTM E384; NAVSEA S9074-GIB-010/248 | ISO 17025, Nadcap AC7101/4
1063 | Microhardness of Electroplated Coatings | ASTM B578 | ISO 17025
1064 | Portable Hardness Testing by the Ultrason-ic Contact Impedance Method & Krautkramer MIC 10 | ASTM A1038 | ISO 17025
1065 | Rockwell Hardness Testing | ASTM E18, ASTM A370 (Section 17); NASM-1312-6, ISO 6508-1 | ISO 17025, Nadcap AC7101/5
1066 | Rockwell Hardness Testing - Plastics | ASTM D785 | ISO 17025
1067 | Shore Durometer Hardness | ASTM D2240 | ISO 17025
1068 | Superficial Rockwell Hardness Testing | ASTM E18, ASTM A370 (Section 17); NASM-1312-6 | ISO 17025, Nadcap AC7101/5
1069 | Vickers Microhardness | ASTM E92, ASTM E384, ISO 6507-1 | ISO 17025, Nadcap AC7101/5
1070 | Weld Hardness & Microhardness Testing | ISO 9015-1, BS EN 1043-1 | ISO 17025
1071 | Bend Testing - Welds | API 1104; ASME Section IX; ASTM A6/A6M, ASTM A370 (Section 14), ASTM E290; AWS D1.1/D1.1M, AWS D1.5/D1.5M, AWS D17.1/D17.1M; EN910; ISO 15614-1, ASTM E190, ISO 5173 | ISO 17025, Nadcap AC7101/3, Nadcap AC7110/13
1072 | Blind Rivet Tests | MIL-R-7885; NAS 1687 | ISO 17025, Nadcap AC7101/11
1073 | Brittleness Temperature - Plastics & Rubber - *D2137 Machine is down as of Sept 2019* | ASTM D746 (Type A), ASTM D2137 (Method A); ISO-974 | ISO 17025
1074 | Charpy Impact Testing | ASTM A370 (Section 19), ASTM E23; ISO 148-1, ISO 148-2, ISO 148-3 | ISO 17025, Nadcap AC7101/3
1075 | Charpy Impact Testing | ASTM D256, ASTM D4812, ASTM D6110; ISO 179, ISO 180 | ISO 17025, Nadcap AC7101/3
1076 | Charpy Impact Testing of Welds |  | n/a
1077 | Compression Set Testing | ASTM D395 (Method B) | ISO 17025
1078 | Compression Testing - Plastics | ASTM D695, ASTM D6641 | ISO 17025
1079 | Density/Specific Gravity - Plastics & Rubber | ASTM D792, ASTM D297 | ISO 17025
1080 | Drop Dead Weight Testing |  | n/a
1081 | Electrical Conductivity - Need a flat area of 15mm diameter minimum for our probe | ASTM E1004 | ISO 17025
1082 | Fabric Testing |  | n/a
1083 | Fiber Areal Weight |  | n/a
1084 | Fillet Weld Fracture | API 1104; ASME Section IX; AWS B4.0, AWS D1.1/D1.1M, AWS D1.5/D1.5M, AWS D17.1/D17.1M; BS EN 287-1, BS EN 287-2 | ISO 17025
1085 | Flare & Flange Test | ASTM A370 (Section A.2.5.1.4) | ISO 17025
1086 | Flattening Test | API 1104; ASTM A370 (Section A.2.5.1.1) | ISO 17025
1087 | Flexural Properties - Plastics | ASTM D790; ISO-178 | ISO 17025
1088 | Gardner Impact Testing | ASTM D2794 | ISO 17025, Nadcap AC7101/3
1089 | Heat Treat Air or Argon (Electric Furnace) |  | n/a
1090 | Hydrostatic Pressure Testing (internal pressure ONLY) | MAP G202 | ISO 17025
1091 | Load Test |  | n/a
1092 | Load Testing of Metallic Products (Welds, Assemblies) |  | n/a
1093 | Mechanical Splice Testing for Steel Reinforcing Bars | ASTM A1034 | ISO 17025
1094 | Nick Breaks - Weld | API 1104; AWS B4.0 | ISO 17025
1095 | On Site Testing Services |  | n/a
1096 | Panel Fastener Tests | NASM-1312-22, NASM-1312-23 | ISO 17025, Nadcap AC7101/11
1097 | Peel Testing (Climbing Drum Peel,T-Peel, Floating Roller Peel) - Adhesives | ASTM D1781, ASTM D1876, ASTM D3167 | ISO 17025
1098 | Pipe Tensile Testing |  | ISO 17025
1099 | Shear Testing - Composites (Short-Beam) | ASTM D1002, ASTM D2344 | ISO 17025
1100 | Shear Testing of Fasteners, Double and Single | ASTM B565, F606, F606M; (MIL-STD) NASM-1312-20; NASM-1312-13 | ISO 17025, Nadcap AC7101/11
1101 | Solid Rivet Drivability Test | BPS-R-131; NASM-5674 | ISO 17025, Nadcap AC7101/11
1102 | Strain Gage Testing and Evaluation |  | n/a
1103 | Taber Abrasion Testing | ASTM D4060; MIL-A-8625 | ISO 17025
1104 | Tear Strength - Rubber | ASTM D624 | ISO 17025
1105 | Tensile Strength Testing (Tension) - Polymers & Plastics | ASTM C297, ASTM D412, ASTM D638, ASTM D695, ASTM D1414, ASTM D1708, ASTM D3039; ISO-527-1 | ISO 17025
1106 | Tensile Testing - Fasteners (Axial, Wedge, Proof Load) | ASTM A370 (Sections A3.2, A3.2.1.6), ASTM E8, ASTM F606, ASTM F606M; (MIL-STD) NASM-1312-8; SAE J429 | ISO 17025, Nadcap AC7101/11
1107 | Tension (Tensile) Testing - Metals & Welds | ASME Section IX; ASTM A370 (Sections 5-13), ASTM A770, ASTM B557, ASTM B557M, ASTM E8, ASTM E111, ISO 6892-1, EN 10002-1, BS EN 895, ISO 4136 | ISO 17025, Nadcap AC7101/3
1108 | Tension (Tensile) Testing - Metals & Welds |  | n/a
1109 | Torque Testing - Fasteners | NASM-1312-15, NASM-1312-31; NASM-25027, NASM-85730 | ISO 17025, Nadcap AC7101/11
1110 | Alloy Depletion | - | Nadcap AC7101/4
1111 | Alpha Case | - | Nadcap AC7101/4
1112 | Carburization | - | Nadcap AC7101/4
1113 | Case Depth Evaluation | SAE J423 | ISO 17025
1114 | Casting (Mold) Reactions | - | Nadcap AC7101/4
1115 | Coating & Plating Thickness | ASTM B487; NASM-1312-12, ISO 1463, ASTM B748 | ISO 17025
1116 | Coating Weight | ASTM A90 | ISO 17025
1117 | conductive mounting material for metallurgical inspections |  | Nadcap AC7101/7
1118 | Delta Ferrite Content | ASTM A800 | ISO 17025
1119 | Depth of Decarburization | ASTM E1077 | ISO 17025
1120 | Fractography | Various | ISO 17025
1121 | Grain Size Evaluation | ASTM E112, ASTM E930, ASTM E1382 | ISO 17025
1122 | Inclusion Content | ASTM E45 (Method A), ASTM E1245 | ISO 17025
1123 | Intergranular Corrosion (IGA/IGO/IGC) | ASTM A923 Method A, B and C | Nadcap AC7101/7
1124 | Macro etching & Micro etching | ASTM E340, ASTM E381, ASTM E407 | ISO 17025
1125 | Macroscopic & Microscopic Examination of Welds | AMS-STD-1595A 1998; API 1104; ASME Sec IX, ASME Sec VIII-Div 1; AWS B2.1/B2.1M, AWS B2.2/B2.2M, AWS D1.1/D1.1M, AWS D1.2/D1.2M. AWS D1.4/D1.4M, AWS D1.5/D1.5M, AWS D1.6/D1.6M, AWS D17.1/D17.1M; BS EN 287-1; BS EN ISO 15614-1, BS EN ISO 15614-8; ISO 5817, ISO 15614-5; CSA W47.1; NEN-EN ISO 9606-1, NEN-EN ISO 9606-4; NAVSEA S9074-AQ-GIB-010/248, ISO 17639, BS EN 1321 | ISO 17025, Nadcap AC7110/13
1126 | Metallographic Preparation | ASTM E3 | ISO 17025, Nadcap AC7101/4
1127 | Microscopic Determination of Constituent Percent (Volume Fraction by Systematic Manual Point Count) | ASTM E562 | ISO 17025
1128 | Microstructure of Graphite in Iron Castings | ASTM A247 | ISO 17025
1129 | Nitriding | - | Nadcap AC7101/4
1130 | Nodularity and Nodule Count in Ductile Iron Using Image Analysis | ASTM E2567 | ISO 17025
1131 | Scanning Electron Microscope/Energy Dispersive Spectroscopy (SEM/EDS) | ASTM E1508, ASM Handbook Volume 12 | ISO 17025
1132 | Transmission Electron Microscopy - TEM (SEE LIMITATIONS) |  | n/a
1133 | Tube-Tubesheet Weld Evaluations | ASME Section IX | n/a
1134 | Visual Examination of Welds |  | n/a
1135 | Weld Hardness & Microhardness Testing | ASTM E92; ASTM E384; ISO 6507-1 | n/a
1136 | Weld Inspection, Certified by CWI |  | n/a
1137 | Specimen Machining - Standard | - | Nadcap AC7101/7
1138 | Thermal Analysis - Differential Scanning Calorimetry (DSC) - Used to measure: glass transition temperature (Tg), crystallization temperature (Tc), and melting temperature or melting point; crystallinity, curing, Oxidative Induction Time (OIT), specific heat capacity, etc. | ASTM D3418, ASTM D4591, ASTM E793, ASTM E794, MAP N215 | ISO 17025
1139 | Thermal Analysis - Thermomechanical Analysis (TMA) - Measures: Coefficient of thermal expansion (CTE), coefficient of linear thermal expansion (CLTE), bulk expansion, softening point, glass transition temperature (Tg), heat deflection point, etc. | ASTM E831, ASTM E1356, ASTM E1545 | ISO 17025
1140 | Spot weld | AMS-STD-1595, MIL-STD-1595A | n/a
1141 | Acid Extractable Organics (Naphthenic Acids) in Water by FTIR (Fourier Transform Infrared Spectroscopy) | Grewer DM, et al. Sci Total Environ (2010), Scott et al. Chemosphere (2008), TM NAS 001-50 | ISO 17025
1142 | Acid Herbicides in Soil and Water by HPLC (High Performance Liquid Chromatography) | EPA 8321, EPA 555, USGS O-2060-1 (Modified), TM PEST 006-50 | ISO 17025
1143 | Acid Producing Bacteria |  | n/a
1144 | Alcohols in Soil and Water by Capillary Gas Chromatography (GC/MS) | EPA 8015 (Modified), TM ALC 001-50 | ISO 17025
1145 | BTEX/VPH in Soil & Water by Gas Chromatography GC FID/MSD | B.C. Environmental Lab Manual, Monocyclic Aromatic Hydrocarbons /Volatile Hydrocarbons in Solids Modified, TM BTX 005(7)-50 | ISO 17025
1146 | C6-C16 Compounds, F1 and F2 By Headspace Gas Chromatography GC/MSD/FID | EPA 5021, EPA 8260 (Modified), TM BTX 0055-50 | ISO 17025
1147 | Carbamates in Soil and Water by HPLC/MSD | EPA 8318 (Modified), TM PEST 007-50 | ISO 17025
1148 | Chlorinated Phenolics by In Situ Acetylation and Gas Chromatography GC/MS | EPA 1653, EPA 3510, EPA 3650, EPA 8270 (Modified), TM PCP 003-50 | ISO 17025
1149 | Enzyme Substrate Coliform Test (Colilert) | APHA 9223 B, TM MICR 068-50 | ISO 17025
1150 | Extractable Hydrocarbons in Water and CCME Hydrocarbons in Soil (Benchmark and Alternative Method) by GC/FID | EPA 3510, CCME (Modified), TM CCME 004-50 | ISO 17025
1151 | Extractable Petroleum Hydrocarbons in Soil and Water by GC FID | BC Environmental Lab Manual, Extractable Petroleum Hydrocarbons in Solids Modified, TM CCME 004-50 | ISO 17025
1152 | Glycol Analysis By HPLC/MSD | EPA 8321 (Modified), TM GLY 001-50 | ISO 17025
1153 | Glyphosate in Water by HPLC/MSD | EPA 8321 (Modified), TM PEST 011-50 | ISO 17025
1154 | Haloacetic Acids in Water by Liquid-Liquid Extraction, Methylatiion and GC/ECD | EPA Method 552.3 (Modified) TM HAA 001(0)-50 | ISO 17025
1155 | Health Canada drinking water organics - includes required VOCs, THMs, PAH -- (Benzo(a)pyrene only) and selected chlorophenols. Parameters include: Total Xylenes (m,p,o) Methyl t-Butyl Ether (MTBE) Total Trihalomethanes Benzene Toluene Ethylbenzene 1,4-Dichlorobenzene 1,2-Dichlorobenzene Tetrachloroethene (Tetrachloroethylene) Trichloroethene (Trichloroethylene) Chloroform Bromoform Bromodichloromethane Carbon Tetrachloride Chlorobenzene (Monochlorobenzene) Dibromochloromethane 1,2-Dichloroethane 1,1-Dichloroethene (1,1-Dichloroethylene) Methylene Chloride (Dichloromethane) Vinyl Chloride Benzo(a)pyrene Pentachlorophenol 2,4 & 2,5-Dichlorophenol 2,3,4,6-Tetrachlorophenol 2,4,6-Trichlorophenol PNALACW Alachlor in water PEATRAW Sterilant screen in water Includes: Atrazine Diethylatrazine Deisopropylatrazine Bromacil Chlorotoluron Cyanazine Diuron Fenuron Isoproturon Linuron Metoxuron Monolinuron Simazine Tebuthiuron Carbofuran in water Endrin in water Oxamyl in water Dinoseb in water Diquat/paraquat in water Diquat, Paraquat by HPLC-UV Picloram in water Simazine in water Glyphosate in water PCBs in water Haloacetic acid in water - Top 6 HAA6 includes monobromoacteic acid, monochloroacetic acid, Bromochloroacetic acid, Dibromoacetic acid, dichloroacetic acid Trichloroacetic acid and calculated Total Halo Acetic Acids. Single chlorinated hydrocarbon in water Hexachlorocyclopentadiene - Water TOX Toxaphene AMICL Chloramines in water VSC2W 2 Compound Volatile Assessment - Water This code is for requesting two VOC compounds. V038W 1,2-Dichloropropane - Single volatile code - must be accompanied by a VSC group code. V073W 1,2,4-Trichlorobenzene- Single volatile code - must be accompanied by a VSC group code. ICBRO Bromate in Water TTBE Beryllium - total Beryllium - total by trace ICP TTSB Antimony - Antimony - total by trace ICP TTSE Selenium - Selenium - total by trace ICP TTTL Thallium - Thallium - total by trace ICP TTU Uranium - Uranium - total by trace ICP | Health Canada | ISO 17025
1156 | Iron Related Bacteria - BART Method (BART) | Droycon Bioconcepts IRB-BART, TM MICR 095-50 | ISO 17025
1157 | Membrane Filtration Techniques for Members of the Coliform Group (MF) | APHA 9222 B, APPHA 9222 D, APHA 9222 G, TM MICR 092-50 | ISO 17025
1158 | Methane Content in Water | EPA 8000 (Modified), TM METH 001-50 | n/a
1159 | Methanol in Soil and Water by GC/FID | EPA 8015 (Modified), TM ALC 002-50 | n/a
1160 | Microcystins Analysis in Water By ELISA Method | EnviroLogix QuantiPlate Kit for Microcystins, Catalog Number EP022 Rev. 07-01-10, TM ELI 001-50 | ISO 17025
1161 | PAH in Soil and Water by GC/MSD | EPA 3510, EPA 8270, EPA 3611 (Modified), TM PAH 004-50 | ISO 17025
1162 | Pesticides by GC/MSD (cannot test for pesticides in plant tissues) | EPA 8081, EPA 8141 (Modified), TM PEST 012-50 | ISO 17025
1163 | Polychlorinated Biphenyls (PCBs) By Gas Chromatography GC/ECD | EPA 3510, EPA 3540, EPA 3580, EPA 3620, EPA 3665, EPA 8082 (Modified), TM PCB 004-50 | ISO 17025
1164 | Polycyclic Aromatic Hydrocarbons in Soil and Water by GC MS | B.C. Environmental Lab Manual, PAH in Water Modified, TM PAH 004-50 | ISO 17025
1165 | Qualitative Analysis for Semi-Volatile Organic Compound by Mass Spectrometry (GC/MS): Capillary Column Technique | EPA 8270 (Modified), TM MSQS 001-50 | n/a
1166 | Qualitative Analysis for Volatile Organic Compound by Mass Spectrometry (GC/MS): Capillary Column Technique | EPA 8260, EPA 5030 (Modified), TM MSQV 001-50 | n/a
1167 | Simulated Distillation by High Temperature Gas Chromatography | ASTM D7169-11, TM OIL 001-50 | n/a
1168 | Slime Forming Bacteria - BART | Droycon Bioconcepts SLYM-BART, TM MICR 205-50 | n/a
1169 | Sterilants in Soil and Water by HPLC/MSD | Cotterill, Edward G (1979), AENV A119.0 (Modified), US Geological Survey, TM PEST 004-50 | ISO 17025
1170 | Sulfate Reducing Bacteria - BART Method | Droycon Bioconcepts SRB-BART, TM MICR 203-50 | ISO 17025
1171 | Sulfolane, Diisopropanolamine, and other Alkanoamines in Soil and Water by HPLC/MSD | EPA 8321 (Modified), TM SULF 001-50 | ISO 17025
1172 | Volatile Organic Compounds in Liquids, Solids and Waste by Gas Chromatography/ Mass Spectrometry (GC/MS): Capillary Column Technique | EPA 1311 (TCLP), EPA 5030, EPA 5035, EPA 8260 (Modified), TM VOC 003-50 | ISO 17025
1173 | Enumeration of Coliforms, Fecal Coliforms and E.coli Using the MPN Method | MFHPB-19, APHA 9221B, APHA 9221E, APHA 9221F, TM MICR 070-50 | ISO 17025
1174 | Bone Particle Size of Meat Samples | CFIA FLS-1971-001 (Modified), TM FOOD 002-50 | ISO 17025
1175 | Fecal Streptococci and Enterococci Groups (Membrane Filter Techniques) | APHA 9230 C, TM MICR 111-50 | n/a
1176 | Pseudomonas aeruginosa - Membrane Filtration Method (MF) | APHA 9213 E, TM MICR 100-50 | ISO 17025
1177 | Ash in Food | AOAC 923.03 (Modified), TM FOOD 001-50 | ISO 17025
1178 | Moisture in Food | AOAC 950.46 (Modified), TM FOOD 003-50 | ISO 17025
1179 | pH in food and water | AOAC 981.12 (modified), TM FOOD 004-50 | n/a
1180 | Pseudomonas aeruginosa - Spread Plate Method | APHA 9213 E, TM MICR 102-50 | n/a
1181 | Total Fat By Solvent Extraction | AOCS Am 5-04 (Modified), TM FOOD 005-50 | ISO 17025
1182 | Water Activity in Foods | MFLP-66, TM MICR 201-50 | n/a
1183 | Aerobic and Anaerobic Mesophilic Bacterial Spore Count - Pour Plate Method | MFLP-44, APHA Chapter 22 & 23 (Modified), TM MICR 128-50 | n/a
1184 | Bacillus cereus - Spread Plate | BAM Chapter 14 E, TM MICR 129-50 | n/a
1185 | Bacteria Counts on Blood Agar | Human Milk Banking Association of North America (HMBANA) (Modified), TM MICR 206-50 | n/a
1186 | Clostridium perfringens Enumeration Pour Plate Method | MFHPB-23, TM MICR 114-50 | n/a
1187 | Enumeration of Enterobacteriaceae Species in Food and Environmental samples using 3M Petrifilm Enterobacteriaceae Count Plates | MFLP-09, TM MICR 103-50 | ISO 17025
1188 | Enumeration of Escherichia coli and Coliforms in Food Products and Food Ingredients Using 3M Petrifilm E. coli Counts Plates | MFHPB-34, TM MICR 084-50 | ISO 17025
1189 | Enumeration of Lactic Acid Bacteria | APHA Chapter 19, TM M ICR 127-50 | n/a
1190 | Enumeration of Listeria monocytogenes in Food | MFLP-74, TM MICR 090-50 | ISO 17025
1191 | Enumeration of Staphylococcus aureus in Foods (Direct Plate Count) | MFHPB-21, TM MICR 091-50 | ISO 17025
1192 | Enumeration of Yeasts and Molds - Pour Plate and Spread Plate Method | MFHPB-22, USP 2022, APHA 9610 (Modified), TM MICR 076-50 | ISO 17025
1193 | Escherichia coli O157:H7 by DuPont Qualicon BAX | MFLP-30, TM MICR 133-50 | ISO 17025
1194 | Heterotrophic Plate Count (Aerobic Plate Count) and Anaerobic Plate Count - Pour Plate Method | MFHPB-19, APHA 9215B, USP 2021, TM MICR 086-50 | ISO 17025
1195 | Isolation and Identification of Campylobacter jejunicolilari from Poultry Rinse and Sponge Samples | MLG 41, TM MICR 204-50 | ISO 17025
1196 | Isolation and Identification of Salmonella from Meats, Poultry, and Egg Products (HCAAP) | MLG4, TM MICR 124-50 | ISO 17025
1197 | Isolation of Escherichia coli 0157:H7 from Food (Confirmation) | MFLP-80, MFLP-90, TM MICR 073-50 | ISO 17025
1198 | Listeria sp. and Listeria monocytogenes - Presence or Absence | MFHPB-30, TM MICR 089-50 | ISO 17025
1199 | Test for Absence of E.coli by USP Methodology | USP 2022, TM MICR 137-50 | ISO 17025
1200 | Test for Absence of Pseudomonas Aeruginosa by USP Methodology | USP 31 NF 26 <61>, TM MICR 138-50 | ISO 17025
1201 | Test for Absence of Salmonella species by USP Methodology | USP 2022, TM MICR 136-50 | ISO 17025
1202 | Test for Absence of Staphylococcus aureus by USP Methodology | USP 2022, TM MICR 139-50 | ISO 17025
1203 | The Detection of Listeria Species from Environmental Surfaces Using the DuPont Qualicon BAX System Method and Direct Plating | MFLP-15, TM MICR 140-50 | ISO 17025
1204 | The DuPont Qualicon BAX System Method for the Detection of Listeria in a Variety of Food | MFLP-28, TM MICR 135-50 | ISO 17025
1205 | The DuPont Qualicon BAX System Method for the Detection of Salmonella in a Variety of Food and Environmental Samples | MFLP-29, MLG 4C, TM MICR 134-50 | ISO 17025
1206 | Atomic Absorption (AA) |  | ISO 17025
1207 | Chemical Analysis - Combustion Analysis - LECO - Determination of Carbon, Sulfur, Nitrogen, and Oxygen | ASTM E1019
1208 | Chemical Analysis by OES Spark (Optical Emission Spectroscopy) | ASTM E1251, ASTM E1086, ASTM E415 Mod
1209 | Chemical Analysis of Metals and Metal Alloys | ASTM D1976 Mod
1210 | Chemical Analysis of Oxygen, Nitrogen and Hydrogen by Combustion (LECO) | ASTM E1409, ASTM E1447, ASTM E1937 Mod, ASTM E1019 Mod
1211 | Coating Weight | ASTM A90
1212 | Inductively Coupled Plasma Spectroscopy (ICP) |  | ISO 17025
1213 | Paint Adhesion & Application (Apply the paint and measure how well it adheres) |  | ISO 17025
1214 | Paint Spraying and Application |  | ISO 17025
1215 | Scratch Resistance of Paint |  | ISO 17025
1216 | Shelf Life Testing / Evaluation of Paint |  | ISO 17025
1217 | STANDARD METHOD OF DETERMINING CORROSION OF METAL IN CONTACT WITH TREATED WOOD | AWPA E12 | ISO 17025
1218 | Wet Chemistry |  | ISO 17025
1219 | Chip Resistance (Gravelometer) | ASTM D3170; GMW14700, GM9508P; SAE J400 | ISO 17025
1220 | Corrosion Consulting for Building Water Systems (pipes, faucets, connectors, etc.) |  | ISO 17025
1221 | Failure Analysis |  | ISO 17025
1222 | Failure Analysis / Expert Witness / Litigation |  | ISO 17025
1223 | ACIDIFIED SYNTHETIC SEA WATER TESTING (SWAAT TEST) - Copper Accelerated Acetic Acid-Salt Spray (CASS) | ASTM G85 A3 | ISO 17025
1224 | Ammonia Vapor Test / Stress Corrosion Cracking (SCC) | ASTM B858 | ISO 17025
1225 | Automatic Cycle Testing (Cyclic Corrosion) - Copper Accelerated Acetic Acid-Salt Spray (CASS) | GM 9540P; GM 9511P; GM 9505P, NES M0158 CCT#1, #2, #4, ASTM G85, SAE J2334, VDA621-415, MIL-STD-810 Only For: Method 509.6 , FLTM BI123-01, FLTM BI123-03, TSH 1555G, GMW14872, GMW14124 | ISO 17025
1226 | Condensing Water Resistance of Coatings in 100% Relative Humidity | ASTM D2247, FLTM BI-104-02, FLTM BJ 107-03, DIN 50017, ISO 6270-1, ASTM D4585 | ISO 17025
1227 | Copper Accelerated Acetic Acid Salt Spray (Fog) Testing (CASS Test) | ASTM B368, GM 4476P, BQ 105-01, GMW 14458 | ISO 17025
1228 | Cyclic Corrosion Testing (CCT) |  | ISO 17025
1229 | Evaluation of Painted or Coated Specimens Subjected to Corrosive Environments | ASTM D1654, GMW15282, GM9102P | ISO 17025
1230 | GALT Testing |  | ISO 17025
1231 | Manual Cycling Corrosion | Chrysler LP-463PB-52-01 GM9511P, ASTM D870, FLTM BI104-01, GM 9682P, GM9505P, LP463PB-22-01, ASTM D5894, ASTM D2803, FLTM BI123-01, FLTM BI123-03, GMW14872, Ford CETP 00.00-L-467, GMW 14124, SAE J2334 | ISO 17025
1232 | Salt Spray Testing | ASTM B117, GM 4298P, FLTM BI103-01, ISO 9227, JISZ2371, NES M0140, SAE USCAR-1 TSH 1552G, DIN 50021, ISO 7253, GMW3286, GMI60206 | ISO 17025
1233 | Water Fog | ASTM D1735, GM 4465P, ISO 6270-1, GMW14729 | ISO 17025
1234 | Water Resistance of Coatings Using Water Immersion | ASTM D870, FLTM BI 104-01 | ISO 17025
1235 | Chipping Resistance of Coatings (Gravelometer) | ASTM D3170, GM9508P, SAE J400, GMW14700 | ISO 17025
1236 | Color Tolerances | ASTM D2244 | ISO 17025
1237 | Contamination by Fluids / Fluid Susceptibility / Fluid Resistance / Fluid Immersion |  | ISO 17025
1238 | Evaluating Degree of Rusting on Painted Steel Surfaces | ASTM D610 D714 GMW15356, GMW15357, GMW15358, GMW15359 | ISO 17025
1239 | Gasoline Dip Test | GM9501P | ISO 17025
1240 | Gasoline Puddle Test for Gasoline Fill Areas | GM9500P | ISO 17025
1241 | High/Low Temperature Exposure + Humidity |  | ISO 17025
1242 | Instrumental Colour Difference Measurement for Exterior Finishes, Textiles and Coloured Trim | SAE J1545 | ISO 17025
1243 | QUV Exposure Testing | ASTM G154-16 | ISO 17025
1244 | Resistance to Fuels of Exteriors Automotive Materials and Components | Chrysler 463PB-31-01, GMW14333, GMW14334 | ISO 17025
1245 | Scab Corrosion Creepback of Paint Systems | GMW 15288 | ISO 17025
1246 | Spectrometric Data for Object-Colour Evaluation | ASTM E1164 | ISO 17025
1247 | Specular Gloss | ASTM D523 | ISO 17025
1248 | Sulfur Dioxide Exposure Testing (SO2) / Carbon Dioxide Exposure (CO2) - Sweet & Sour Service |  | ISO 17025
1249 | Bend testing | ASTM E290, ASTM E190, ASME IX (QW-160), CSA W47.1, CSA W47.2, AWS D1.1, AWS D1.2 | ISO 17025
1250 | Bend Testing - Materials & Welds (3 Point Bend) | ASTM E290
1251 | Charpy Impact Testing | ASTM E23, ASTM A370, ASME IX (QW-170), CSA G40.20, CSA G40.21, CSA W47.1, CSA W47.2, AWS D1.1, AWS D1.2 | ISO 17025
1252 | Charpy Testing (Notched) | ASTM E23, ASTM A370
1253 | Coating Adhesion by Tape Test | ASTM D3359, FLTM BI 106-01, GM9071P, GMW14829, ASTM D522 | ISO 17025
1254 | Creep, Creep Rupture and Stress Rupture Tests of Metallic Materials | ASTM E139 | ISO 17025
1255 | Custom Component Load Testing - High Loads |  | ISO 17025
1256 | Fastener Mechanical Testing | ASTM F606, SAE J429, ASTM A193, ASTM A194, ISO 898-1, ISO 898-2 | ISO 17025
1257 | Fastener Testing | ASTM F606, ISO 898-1, ISO 898-2, ASTM A370
1258 | Film Hardness by Pencil Test | ASTM D3363 | ISO 17025
1259 | Flattening and Flaring of Metallic Materials | ASTM A370, ASTM A450, ASTM A530, ASME SA-370, ASME SA-450, ASME SA-530
1260 | Mechanical Hydrogen Embrittlement Evaluation of Plating/Coating Processes and Service Environments | ASTM F519 | ISO 17025
1261 | Plastic Strain Ratio "R-Value" | ASTM E517 | ISO 17025
1262 | Plastic Strain Ratio "R-Value" | ASTM E517 | ISO 17025
1263 | Rebar & mechanical connector slip tests |  | ISO 17025
1264 | Rebar Testing - Tensile, Bending |  | ISO 17025
1265 | Scratch Resistance |  | ISO 17025
1266 | Shear Testing of Aluminum Alloys | ASTM B769 | ISO 17025
1267 | Strain-Hardening Exponents "N-Value" | ASTM E646 | ISO 17025
1268 | Strain-Hardening Exponents "N-Value" | ASTM E646 | ISO 17025
1269 | Tensile Test - Ambient Only | ASTM E8 / E8M, ASTM B557 / 557M, ASTM A370, JIS Z2241, ISO 6892-1 | ISO 17025
1270 | Tensile Testing - Ambient Temperature only (with video extensometer - non-contact extensometer) | ASTM E8 | ISO 17025
1271 | Through-Thickness Tension of Steel Plates for Special Applications | ASTM A770 | ISO 17025
1272 | Time-for-Rupture Notch Tension Tests of Materials | ASTM E292 | ISO 17025
1273 | Coating Thickness | ASTM B487, ASTM B499, ASTM B244, ASTM D1186, ASTM E376, ASTM D1400, ASTM D7091, ASTM B504 | ISO 17025
1274 | Dendritic Arm Spacing | SAW ARP 1947 | ISO 17025
1275 | Density of Compacted or Sintered Powder Metallurgy (PM) Products | ASTM B962 | ISO 17025
1276 | Depth of Decarburization | ASTM E1077, SAE J121, SAE J419 | ISO 17025
1277 | Estimating Ferrite Content | ASTM A800, ASTM A799 | ISO 17025
1278 | Evaluating the Influence of Thermal Insulations on External Stress Corrosion Cracking Tendency of Austenitic Stainless Steel | ASTM C692 | ISO 17025
1279 | Evaluating the Microstructure of Graphite in Iron Castings | ASTM A247 | ISO 17025
1280 | Grain Size | ASTM E112 | ISO 17025
1281 | Hardness & Microhardness Testing - Vickers, Brinell, Rockwell | ASTM E384, ASTM E92, ASTM E10, ASTM E18 | ISO 17025
1282 | Inclusion Count / Rating | ASTM E1245, ASTM E45 | ISO 17025
1283 | Macro Etching | ASTM E340, ASTM A381 | ISO 17025
1284 | Metallographic Preparation | ASTM E3 | ISO 17025
1285 | Microetching | ASTM E407, ASTM E3 | ISO 17025
1286 | Moist SO₂ Test | ASTM G87 | ISO 17025
1287 | Oil Content, Oil-Impregnation Efficiency and Interconnected Porosity of Sintered Powder | ASTM B963 | ISO 17025
1288 | Pitting and Crevice Corrosion Resistance | ASTM G48, ASTM A923C | ISO 17025
1289 | Porosity Analysis |  | ISO 17025
1290 | Quantitative Accelerated Laboratory Evaluation of Extraction Solutions Containing Ions Leached from Thermal Insulation on Aqueous Corrosion of Metals | ASTM C1617 | ISO 17025
1291 | Scanning Electron Microscopy/Energy Dispersive X-Ray Spectoscopy (SEM/EDS) | n/a | n/a
1292 | Scanning Electron Microscopy/Energy Dispersive X-Ray Spectoscopy (SEM/EDS) | n/a | n/a
1293 | Simultaneous Thickness and Electrode Potential Determination | ASTM B764 | ISO 17025
1294 | Structural Welding Code | AWSD1.1 (Only for sections 6.9 and 7.8), AWS D1.2 (Only for section 3, 5.14, 6.4.5.2, 6.4.5.4, and 6.4.5.5), AWSD17.1 (Only for sections 5, 7.1.2 and 7.3), FPS 15.08, PS-9472, ISO 5817 | ISO 17025
1295 | Surface Roughness Testing |  | ISO 17025
1296 | Susceptibility to Intergranular Attack | ASTM A262, ASTM G28 | ISO 17025
1297 | Volume Fraction | ASTM E562 | ISO 17025
1298 | Weight [Mass] of Coating | ASTM A428, ASTM A90, GM9733P, ASTM B767, FLTM AQ101-01 | ISO 17025
1299 | Weld Testing & Inspection (from materials to full vehicle frame weld inspection) | ASME IX, AWS D1.1, AWS D1.2, AWS D17.1, CSA-W47 .1, CSA-W47 .2 | ISO 17025
1300 | Analytics & Data Science - Addressing Bias |  | ISO 17025
1301 | Analytics & Data Science - Big Data |  | ISO 17025
1302 | Analytics & Data Science - Classification |  | ISO 17025
1303 | Analytics & Data Science - Computer Vision |  | ISO 17025
1304 | Analytics & Data Science - Data Analytics |  | ISO 17025
1305 | Analytics & Data Science - Deep Learning |  | ISO 17025
1306 | Analytics & Data Science - Design of Experiments |  | ISO 17025
1307 | Analytics & Data Science - Forecasting (time series) |  | ISO 17025
1308 | Analytics & Data Science - Generative Modelling |  | ISO 17025
1309 | Analytics & Data Science - High Performance Computing - Cloud computing |  | ISO 17025
1310 | Analytics & Data Science - High Performance Computing - Database management |  | ISO 17025
1311 | Analytics & Data Science - High Performance Computing - Parallel computing |  | ISO 17025
1312 | Analytics & Data Science - Image Denoising and Restoration |  | ISO 17025
1313 | Analytics & Data Science - Image Recognition |  | ISO 17025
1314 | Analytics & Data Science - Natural Language Processing |  | ISO 17025
1315 | Analytics & Data Science - Network Analysis |  | ISO 17025
1316 | Analytics & Data Science - Neural Networks |  | ISO 17025
1317 | Analytics & Data Science - Predictive Modelling |  | ISO 17025
1318 | Analytics & Data Science - Probabilistic Modelling |  | ISO 17025
1319 | Analytics & Data Science - Regression |  | ISO 17025
1320 | Analytics & Data Science - Reinforcement Learning |  | ISO 17025
1321 | Analytics & Data Science - Risk Analysis and Decision Making |  | ISO 17025
1322 | Analytics & Data Science - Software Development - Embedded software |  | ISO 17025
1323 | Analytics & Data Science - Software Development - GUI development |  | ISO 17025
1324 | Analytics & Data Science - Software Development - Instrumentation and system control |  | ISO 17025
1325 | Analytics & Data Science - Software Development - Scientific computing |  | ISO 17025
1326 | Analytics & Data Science - Software Development - Support existing or develop bespoke code |  | ISO 17025
1327 | Analytics & Data Science - Software Development - Web development |  | ISO 17025
1328 | Analytics & Data Science - Speech Recognition |  | ISO 17025
1329 | Analytics & Data Science - Uncertainty Quantification |  | ISO 17025
1330 | Modelling & Simulation - Acoustics - Rumble, thermoacoustics |  | ISO 17025
1331 | Modelling & Simulation - Biochemistry & Biomedicine |  | ISO 17025
1332 | Modelling & Simulation - CAD (computer-aided design) |  | ISO 17025
1333 | Modelling & Simulation - Chemical Reaction - Batteries and fuel cells, corrosion, combustion |  | ISO 17025
1334 | Modelling & Simulation - Computational Fluid Dynamics (CFD) - Internal and external aerodynamics, Hydrodynamics, Hypersonics, Microfluidics, Inviscid flow, Molecular flow, Compressible flow, Turbulent flow, Non-newtonian flow, Porous media flow, Subsurface flow, Multiphase flow |  | ISO 17025
1335 | Modelling & Simulation - Electromagnetism & Optics - Lasers, Infrared thermography, thermochromic liquid crystals |  | ISO 17025
1336 | Modelling & Simulation - Electronics - Semiconductors |  | ISO 17025
1337 | Modelling & Simulation - Heat Transfer & Cooling - Transpiration and effusion cooling, Heat exchangers, Convection, Conduction, Radiation, Phase change |  | ISO 17025
1338 | Modelling & Simulation - Nuclear Physics |  | ISO 17025
1339 | Modelling & Simulation - Software Testing - Abacus, COMSOL, Ansys Mechanical, Ansys Fluent, STAR-CCM+, OpenFOAM, Siemens NX, OpenSim, Solidworks, Minitab, SPSS, Rocky DEM |  | ISO 17025
1340 | Modelling & Simulation - Structural Mechanics - Stress, fatigue, vibration, composite materials, nonlinear materials |  | ISO 17025
1341 | Assessment | Australian Building Code, Australian Standards, MFPE and various international standards | N/A
1342 | Compartmentation drawings | Australian Building Code, Australian Standards, MFPE and various international standards | N/A
1343 | Detail review | Australian Building Code, Australian Standards, MFPE and various international standards | N/A
1344 | Expert Witness | Australian Building Code, Australian Standards, MFPE and various international standards | N/A
1345 | Fire Risk | Australian Building Code, Australian Standards, MFPE and various international standards | N/A
1346 | Fire strategy report | Australian Building Code, Australian Standards, MFPE and various international standards | N/A
1347 | Heat transfer analysis (Finite Element) | Australian Building Code, Australian Standards, MFPE and various international standards | N/A
1348 | Heat transfer analysis (Hand Calculation) | Australian Building Code, Australian Standards, MFPE and various international standards | N/A
1349 | Means of escape modelling | Australian Building Code, Australian Standards, MFPE and various international standards | N/A
1350 | Means of escape modelling (Hand Calculation) | Australian Building Code, Australian Standards, MFPE and various international standards | N/A
1351 | Passive Fire Protection Inspection | Australian Building Code, Australian Standards, MFPE and various international standards | N/A
1352 | Radiation Analysis | Australian Building Code, Australian Standards, MFPE and various international standards | N/A
1353 | Smoke Modelling (CFD) | Australian Building Code, Australian Standards, MFPE and various international standards | N/A
1354 | Smoke Modelling (Zone) | Australian Building Code, Australian Standards, MFPE and various international standards | N/A
1355 | Anions in Soils | SA TM 027 | ISO/IEC 17025
1356 | Determination of Chemical Oxygen Demand | SA TM 057W | ISO/IEC 17025
1357 | Determination of Electrical Conductivity (EC) at 25˚C | SA TM 028 | ISO/IEC 17025
1358 | Determination of Extractable Petroleum Hydrocarbons between C8 - 40 | SA TM 005 | ISO/IEC 17025
1359 | Determination of Ferrous iron (Fell) | SA TM 048W | ISO/IEC 17025
1360 | Determination of Flouride, Chloride, Calcium, Magnesium, Ammonium, Nitrite, Nitrate & Sulphate, Potassium, Sodium | SA TM 027 | ISO/IEC 17025
1361 | Determination of Hydrocarbons (MTBE, TAME, Benzene, Toluene, Ethylbenzene, m/p Xylene, O-Xylene, Naphthalene) | SA TM 015W; SA TM 015S | ISO/IEC 17025
1362 | Determination of Total Alkalinity | SA TM 032W | ISO/IEC 17025
1363 | Determination of Total Dissolved solids and Total solids | SA TM 020W | ISO/IEC 17025
1364 | Determination of Total Suspended Solids | SA TM 037W | ISO/IEC 17025
1365 | Determination pH at 25˚C | SA TM 019 | ISO/IEC 17025
1366 | GRO, MBTEX and CWG by GC-FID | SA TM 036W | ISO/IEC 17025
1367 | GRO, MBTEX and CWG by GC-FID | SA TM 036S | ISO/IEC 17025
1368 | PAH's by GC-MS | SA TM 004W | ISO/IEC 17025
1369 | Semi volatile Organic Compounds (SVOCs) by GCMS | SA TM 016W | ISO/IEC 17025
1370 | Semi volatile Organic Compounds (SVOCs) by GCMS | SA TM 016S | ISO/IEC 17025
1371 | Volatile Organic Compound by GCMS | SA TM 015S | ISO/IEC 17025
1372 | Volatile Organic Compound by GCMS Headspace | SA TM 015W | ISO/IEC 17025
1373 | Acid Herbicides 2,4-D by GCMS | SA TM 042S
1374 | Electrical Conductivity | SA TM 028S
1375 | Pesticides OCP by GCMS | SA TM 017S
1376 | Total PCBs | SA TM 017S
1377 | Carbon and sulfur by combustion | ASTM E1019 | ISO 17025, Nadcap AC7101
1378 | Inert Gas Fusion - Hydrogen in Titanium only | ASTM E1447 | ISO 17025, GE S400
1379 | Optical Emission Spectroscopy (OES) - *See Limitations* | ASTM E415, ASTM E1086, ASTM E1251 | ISO 17025, GE S400, Nadcap AC7101/2
1380 | Coating Weight (Mass) | ASTM A 90, Fed Spec TT-C-490E | ISO 17025
1381 | Corrosion Consulting | n/a | n/a
1382 | Expert Witness Services | n/a | n/a
1383 | Failure Analysis | SOP 52.10 | ISO 17025
1384 | Recast Evaluation - EDM | P29TF73 | ISO 17025, GE S400, Nadcap AC7101/4
1385 | Intergranular Corrosion Susceptibility (IGC, IGA, IGO) -- (Intergranular attack, Oxalic Acid Etch Test, Nitric Acid Test, Copper–Copper Sulfate–Sulfuric Acid Test) | ASTM A262 (A, E) | ISO 17025, GE S400, Nadcap AC7101/4
1386 | Stress Corrosion Testing | Various | Nadcap AC7101/6
1387 | Hardness Testing - Fasteners | ASTM A370, ASTM F606, NASM 1312-6 | ISO 17025, GE S400
1388 | Brinell Hardness Testing | ASTM E10 | ISO 17025, GE S400, Nadcap AC7101/5
1389 | Knoop Microhardness Testing | ASTM E384 | ISO 17025, GE S400, Nadcap AC7101/4
1390 | Rockwell Hardness Testing | ASTM E18 | ISO 17025, GE S400, Nadcap AC7101/5
1391 | Small batch heat treatment. AMS 2750 compliant. | AMS 2750, Customer specifications upon review | Per customer requirements, NIST traceable
1392 | Bend Testing - Welded Samples | ASME Section IX, ASTM A370, ASTM E290, AWS D1.1, ASW D1.5 | ISO 17025, Nadcap AC7101/3, Nadcap AC7110/13
1393 | Charpy Impact Testing | ASTM A370, ASTM E23 | ISO 17025, Nadcap AC7101/3
1394 | Creep Testing | ASTM E139, ASTM E292 | ISO 17025, GE S400, Nadcap AC7101/3
1395 | Strain to Failure-Tensile testing-Room Temperature | ASTM A370, ASTM B557, ASTM E8 | ISO 17025, GE S400, Nadcap AC7101/3
1396 | Stress Rupture Testing (Creep Rupture) | you are | ISO 17025, Nadcap AC7101/3
1397 | Tensile Testing - Elevated Temperature | ASTM E21 | ISO 17025, GE S400, Nadcap AC7101/3
1398 | Tensile Testing - Room Temperature | ASTM A370, ASTM B557, ASTM E8 | ISO 17025, GE S400, Nadcap AC7101/3
1399 | Tube Testing (Tension ONLY) | n/a | n/a
1400 | Alpha Case Evaluation | GE P3TF32, GE P3TF19 | ISO 17025, GE S400, Nadcap AC7101/4
1401 | Carburization | ASTM G79 | ISO 17025, GE S400, Nadcap AC7101/4
1402 | Carburization / Depth of Decarburization / Case Depth | ASTM F2328, SAE J423, ASTM E1077, ASTM F835, ASTM F912, ASTM F2328, SAE J121/M, SAE J419 | n/a
1403 | Delta Ferrite | AMS 2315 | n/a
1404 | Depth of Carburization | ASTM F2328 | ISO 17025
1405 | Depth of Decarburization | ASTM E1077, SAE J121, SAE J419, SAE J423 | ISO 17025, GE S400, Nadcap AC7101/4
1406 | Fractography | Various, Safran approval for LCFs | Safran AQPS 621
1407 | Grain Size Evaluation | ASTM E112, Snecma DMC0250, GE E50TF133 | ISO 17025, GE S400, Snecma SPQC FAL621, Nadcap AC7101/4
1408 | Grain Size Evaluation | ASTM E1181, ASTM E930 | ISO 17025
1409 | Inclusion Content | ASTM E45 (Methods B and D) | ISO 17025, GE S400, Snecma SPQC FAL621
1410 | LCF Fracture Examination | SOP 52.40 | ISO 17025, Snecma SPQC FAL621
1411 | Macroscopic Examination -- Macroetching | ASTM A561, ASTM A604, ASTM E340, ASTM E381 | ISO 17025, GE S400, Snecma SPQC FAL621, Nadcap AC7101/4
1412 | McQuaid Ehn Grain Size | ASTM E112-13, Section A3.2.1.2 | n/a
1413 | Metallography Sample Preparation | ASTM E3 | ISO 17025, GE S400
1414 | Microstructure Examination -- (Microetching, etchant, Determining Volume Fraction by Systematic Manual Point Count) | ASTM E407, ASTM E562, Snecma DMC0253/DMC0257 | ISO 17025, GE S400, Snecma SPQC FAL621
1415 | Particle analysis (SEM/EDS) | n/a | n/a
1416 | Plating (Coating) Thickness | ASTM B487 | ISO 17025, GE S400
1417 | Quantitative Analysis by Energy-Dispersive Xray Spectroscopy (SEM-EDS) | ASTM E1508 | ISO 17025
1418 | Scanning Electron Microscopy/Energy Dispersive Spectroscopy (SEM / EDS) | n/a | n/a
1419 | Spot micro / replica (non-destructive metallurgical inspection) | Internal procedure | ISO 17025, GE S400, Nadcap AC7101, Safran AQPS 621
1420 | Volume Fraction Determination | ASTM E562, ASTM E1382 | ISO 17025, GE S400, Snecma SPQC FAL621
1421 | Welder and procedure qualification services | ASME Section IX, AWS D1.1, D1.4 (Section 6 & 7), D1.5 (Section 1,5,6,7), D1.6, D17.1 | ISO 17025, GE S400, Nadcap AC7101, Safran AQPS 621
1422 | Longitudinal polish of test specimens | Internal procedure | ISO 17025, Nadcap AC7101
1423 | Low Stress Grinding | Various | Nadcap AC7101/7
1424 | Specimen Heat Treatment | AMS 2750 | ISO 17025, GE S400, Nadcap AC7101/9
1425 | Test Specimen Machining/Grinding | ASTM A370, ASTM E8, ASTM E23, ASTM E139, ASTM E292, ASTM F606, GE P1TF79 (Class B) | ISO 17025, GE S400, Nadcap AC7101/7
1426 | Combustion Analysis (LECO) |  | ISO 17025
1427 | Combustion/Inert Gas Fusion | ASTM E1019, ASTM E1409, ASTM E1447, ASTM E1941, ASTM E2792, ASTM B46, ASTM A574 | ISO 17025/Nadcap
1428 | Density and Porosity Measurement | ASTM B328 (2009)2, ASTM B962, ASTM B963, ASTM D792 | ISO 17025/Nadcap
1429 | Electrolytic Chemistry | ASTM E53 | ISO 17025/Nadcap
1430 | Hydrogen concentration tests on metal surface |  | ISO 17025/Nadcap
1431 | Inductively Coupled Plasma (ICP) | ASTM E1479, ASTM E1277, ASTM E2371, ASTM E2594, ASTM A574 | ISO 17025/Nadcap
1432 | Optical Emission Spectroscopy (OES) | ASTM E415, ASTM E1086, ASTM E1251, ASTM E1999, ASTM E2209 | ISO 17025/Nadcap
1433 | Silver Purity Testing |  | ISO 17025/Nadcap
1434 | Wet Chemical Analysis |  | ISO 17025/Nadcap
1435 | Failure Analysis | Using ASM Handbook Vol 11 and the methods lised in the scopes | ISO 17025/Nadcap
1436 | Salt Spray Testing | ASTM B117; NASM 1312-1, ASTM B537 | ISO 17025/Nadcap
1437 | Susceptibility to Intergranular Corrosion (IGA/IGC) | ASTM A262, ASTM A763, ASTM B537, ASTM G28, ASTM G46, ASTM G48, ASTM A736 | ISO 17025/Nadcap
1438 | Water Immersion | ASTM D870 | ISO 17025
1439 | Humidity Testing | ASTM D1735, ASTM D2247; NASM 1312-3 | ISO 17025/Nadcap
1440 | Fastener testing | SAE J429, SAE J78, SAE J82, SAE J995, NASM 1312-8 | ISO 17025
1441 | Proof Load Testing - Fasteners | ASTM A370, ASTM F606/F606M; SAE J1216, SAE J1199, SAE J1965; SAE J1226 | ISO 17025
1442 | Hardness & Microhardness Testing | ASTM A1038, ASTM A370, ASTM A623, ASTM B294, ASTM E10, ASTM E18, ASTM E384, ASTM E92, ASTM F606/606M; NASM 1312-6, BS EN ISO 9015, ASTM A193 | ISO 17025/Nadcap
1443 | Shore Durometer Hardness | ASTM D2240 | ISO 17025/Nadcap
1444 | Additive Manufacturing Titanium-6 Aluminum-4 Vanadium ELI (Extra Low Interstitial) with Powder Bed Fusion | ASTM F3001
1445 | Additive Manufacturing Titanium-6 Aluminum-4 Vanadium with Powder Bed Fusion | ASTM F2924
1446 | Bend Testing | ASME (Section IX); ASTM A370, ASTM E190, ASTM E290; BS EN 910 (2000)1; BS EN ISO 5173, AWS D1.2, AWS D1.5, AWS D15.1, AWS D14.6, AWS D 16.1, AWS B2.1, AWS B2.1, MIL-STD-248, AWS D17.1 | ISO 17025/Nadcap
1447 | Charpy Impact Testing | ASTM A327/A327M, ASTM A370, ASTM E23; BS EN ISO 148-1; BS EN 10045-1, DIN 50115 | ISO 17025/Nadcap
1448 | Coating Weight Measurement | ASTM A90/A90M, ASTM A309 (2015)2 (Method D), ASTM A428/A428M, ASTM B137, ASTM B767, ASTM A630, ASTM B8767 | ISO 17025/Nadcap
1449 | Cobalt-28Chromium-6Molybdenum Alloy Forgings for Surgical Implants (UNS R31537, R31538, R31539) | ASTM F799
1450 | Compression Testing | ASTM B312, ASTM E9 | ISO 17025
1451 | Density of Compacted or Sintered Powder Metallurgy (PM) Products Using Archimedes' Principle | ASTM B962
1452 | Fracture Toughness Testing - Crack Tip opening Displacement - CTOD | ASTM E399, ASTM E1290, ASTM E1820; BS 7448-11, BS 7448-21, BS 7448-4 | ISO 17025/Nadcap
1453 | High Cycle Fatigue Testing (HCF) | ASTM E466 | ISO 17025/Nadcap
1454 | Hot-Rolled and Cold-Finished Age-Hardening Stainless Steel Bars and Shapes | ASTM A564
1455 | n-Value Testing | ASTM E646 | ISO 17025
1456 | Peel Testing | ASME (Section IX) | ISO 17025/Nadcap
1457 | r-Value Testing (Plastic Strain Ratio) | ASTM E517 | ISO 17025
1458 | Shear Testing (Single and Double) | ASTM F606/F606M, NASM 1312-13; ASTM B769 | ISO 17025/Nadcap
1459 | Stress Rupture Testing | ASTM E139, ASTM E292 | ISO 17025/Nadcap
1460 | Tensile Testing | ASME (Section IX); ASTM A48/A48M, ASTM A370, ASTM B557, ASTM E8, ASTM E21, ASTM F606/606M; AWS B2.1, AWS D1.1/D1.1M; BS EN 10002-1 (2000)1; BS EN ISO 6892-1; BS EN ISO 6892-2; NASM 1312-8, NASM 1312-18, BS EN 10002-5, MIL-STD-248, BS EN 4136, AWS D1.3, AWS D1.4, AWS D17.1, ASTM A228, ASTM 931, ASTM 938, ASTM B557, ASTM E345, ASTM B598, ASTM E111, ASTM A574 | ISO 17025/Nadcap
1461 | Titanium and Titanium Alloy Strip, Sheet, and Plate | ASTM B265
1462 | Titanium-6Aluminum-4Vanadium Alloy Castings for Surgical Implants (UNS R56406) | ASTM F1108
1463 | Torque Testing | SAE J174; IFI 100/107, IFI 101, IFI 124, IFI 125; ASME B18.16.6 | ISO 17025
1464 | Wrought 18Chromium-14Nickel-2.5Molybdenum Stainless Steel Bar and Wire for Surgical Implants (UNS S31673) | ASTM F138
1465 | Wrought Titanium-6Aluminum-4Vanadium Alloy for Surgical Implant Applications (UNS R56400) | ASTM F1472
1466 | Wrought Titanium-6Aluminum-4Vanadium ELI (Extra Low Interstitial) Alloy for Surgical Implant Applications (UNS R56401) | ASTM F136
1467 | Adhesion Evaluation | ASTM A123/A123M, ASTM B571, ASTM D3359, ASTM B489 | ISO 17025/Nadcap
1468 | Coating Thickness | ASTM B487, ASTM B784 | ISO 17025/Nadcap
1469 | Decarburization and Carburization in Hardened and Tempered Threaded Steel Bolts, Screws, Studs, and Nuts | ASTM F2328
1470 | General Metallographic Evaluation | ASTM F136; SOP 02-11-S007, ASTM E1268, SAE J423; ASTM F2328, AMS 2315, ASTM E1077; SAE J121, SAE J419, ASTM E340, ASTM F788, ASTM F812; ISO 6157; SAE J122, SAE J123, SAE J1061, ASTM E112, ASTM E930, ASTM E1181, ASTM E45 (Method A&D), ASTM E1245; SAE J422, ASTM A561, ASTM A604/A604A, ASTM E381, ASTM E340; ASME (Section IX), ASTM E407, ASTM A247, ASTM A892, ASTM B487, ASTM E3, AWS B2.1, AWS D1.1, AWS D1.2, AWS D1.3, AWS D1.5, AWS D14./1, AWS D15/1, AWS D17/1, AWS D17.2, AMS W6858, AMS 1595, API 1104, BS EN 1321, BS EN 288-3, BS EN ISO 5817, BS EN ISO 15614-1, BS EN ISO 15620, MIL-STD 1595, ASTM B390, ASTM B665, BS EN ISO 17639, SAE J1016, ASTM E2328, ASTM F1136, ASTM E390, ASTM E1181, GE 50TF133 | ISO 17025/Nadcap
1471 | Jominy Hardenability Testing | ASTM A255 | ISO 17025/Nadcap
1472 | Macroetching | ASTM E340 | ISO 17025
1473 | Passivation Testing *See Limitations* | ASTM A380/A380M, ASTM A967/A967M, ASTM F1089 | ISO 17025/Nadcap
1474 | Scanning Electron Microscopy - SEM/EDS Analysis | ASTM E1508, ASTM B748, ASTM B748, ASTM E1508, ASTM E2508 | ISO 17025/Nadcap
1475 | Surface Roughness Measurements | ASME B46.1 | ISO 17025
1476 | Volume Fraction by Point Count | ASTM E562, ASTM A800/A800M | ISO 17025/Nadcap
1477 | Abusive Machining - Proficiency Testing, Water Jet, EDM | MCLM F23 test 7b | ISO 17025
1478 | Specimen Heat Treatment | AMS 2750, ASTM A262, ASTM A255 | ISO 17025/Nadcap
1479 | Fillet Fracture Test | AWS B2.1/B2.1M, AWS D1.1/D1.1M, AWS D1.3/D1.3M, AWS D14.1/14.1M; ASME (Section IX); MIL-STD 1595, BS EN ISO 9017 | ISO 17025/Nadcap
1480 | Weld Testing & Inspection | ASME (Section IX); AWS B2.1, AWS D1.1/ D1.1M, AWS D1.2/ D1.2M, AWS D1.3/D1.3M, AWS D1.5/D1.5M,AWS D14.1/ D14.1M, AWS D15.1/D15.1M, AWS D17.1/D17.1M, AWS D17.2/D17.2M; AMS W6858, AMS 15951; API 1104, API 5L; BS EN 13211, BS EN 288-31; BS EN ISO 5817, BS EN ISO 15614-1, BS EN ISO 15620; MIL-STD-15951 | ISO 17025/Nadcap
1481 | Shear and Bending Fatigue - Porous Coatings | ASTM F1160 | ISO 17025
1482 | Shear Testing of Porous Coatings | ASTM F1044 | ISO 17025
1483 | Stereological Evaluation of Porous Coatings | ASTM F1854 | ISO 17025
1484 | Tension Tensile Testing of Porous Coatings | ASTM F1147 | ISO 17025
1485 | Standard Guide for Evaluating Modular Hip and Knee Joint Components | ASTM F1814 | ISO 17025
1486 | Medical Device Autoclave Testing/Exposure | n/a | n/a
1487 | Abrasion Resistance of Metallic Thermal Spray Coatings | ASTM F1978 | ISO 17025
1488 | Ball-on-Flat Sliding Wear Testing | ASTM G133 | n/a
1489 | Bearing Fatigue Response | ASTM D6873 | n/a
1490 | Cantilever Bend Testing | ASTM F2193 | n/a
1491 | Compression Testing | ASTM E9, ASTM C1358, ASTM D3410 | ISO 17025, Nadcap AC7101/3
1492 | Compressive Properties of PMCs using Combined Loading Compression (CLC) | ASTM D6641 | n/a
1493 | Conditioning of Plastics | ASTM D618 | n/a
1494 | Cryogenic Mechanical Testing - High & Low Temperature Mechanical Testing (Tensile, Fracture Mechanics, Low Cycle Fatigue, high cycle fatigue) |  | n/a
1495 | Custom Mechanical Testing (Materials, Components) - Compression, Torque, Tension, Shear, etc. | various | n/a
1496 | Cyclic Fatigue Testing | ASTM C1360, ASTM C1361 | Nadcap
1497 | Facing Properties of Sandwich Constructions by Long Beam Flexure | ASTM D7249 | n/a
1498 | Fatigue Crack Growth Testing | ASTM E647 | ISO 17025, Nadcap AC7101/3
1499 | Flexural Fatigue Testing (3 point or 4 point) | ASTM D7774, ASTM D671 | n/a
1500 | Flexural Properties - Reinforced & Unreinforced Plastics/Electrical Insulating Materials | ASTM D6272 | n/a
1501 | Flexural Properties of Plastics | ASTM D790 | ISO 17025
1502 | Flexural Properties of PMC Materials | ASTM D7264 | n/a
1503 | Flexural Strength Testing | ASTM C1161, ASTM C1341 | Nadcap
1504 | Fracture Toughness Testing - Crack Tip opening Displacement - CTOD | ASTM B645, ASTM B646, ASTM E399, ASTM E561, ASTM E1304, ASTM E1820 | ISO 17025, Nadcap AC7101/3
1505 | High Cycle Fatigue Testing, Force Controlled, Axial (HCF) | ASTM E466 | ISO 17025, Nadcap AC7101/3
1506 | Linearly Reciprocating Ball-on-Flat Sliding Wear | ASTM G133 | n/a
1507 | Low Cycle Fatigue Testing, Strain Controlled, Axial (LCF) - e-N Curves and strain life coefficients; coffin-manson | ASTM E606 | ISO 17025, Nadcap AC7101/3
1508 | Moisture Absorption Properties and Equilibrium Conditions of PMCs (Conditioning for PMCs) | ASTM D5229 | n/a
1509 | Open-Hole Fatigue Response of PMC Laminates | ASTM D7615 | n/a
1510 | Pin-on-Disk Wear Testing | ASTM G99, ASTM F732 | n/a
1511 | Rotating Beam Fatigue (Cantilever bend) | ISO 1143, ASTM F1160 | n/a
1512 | Seal Strength of Flexible Barrier Materials | ASTM F88 | ISO 17025
1513 | Shear Strength | ASTM C1292, ASTM C1425 | Nadcap
1514 | Short-Beam Strength of PMCs | ASTM D2344 | n/a
1515 | Small Punch Testing of UHMWPE | ASTM F2183 | ISO 17025
1516 | Stress Relaxation Testing - Tensile & Round Specimens ONLY | ASTM E328 | n/a
1517 | Stress Rupture & Creep Testing | ASTM C1291, ASTM C1337, ASTM E139, ASTM E292 | Nadcap
1518 | Surface Roughness |  | ISO 17025
1519 | Taber Abrasion Testing | ASTM D4060 | ISO 17025
1520 | Tensile Properties Testing | ASTM D3039 | ISO 17025, Nadcap AC7122/1
1521 | Tensile Strength Testing (Tension) | ASTM C1273, ASTM C1275, ASTM C1359,ASTM C1366, ASTM C1468 | Nadcap
1522 | Tension-Tension Fatigue Testing | ASTM D3479 | ISO 17025
1523 | Thermomechanical Fatigue Testing (TMF) | ASTM E2368 | n/a
1524 | Acetabular Components Standard Specification for Acetabular Prostheses | ASTM F2091 | ISO 17025
1525 | Acetabular Impingement Testing | ASTM F2582 | ISO 17025
1526 | Angled Orthopedic Fracture Fixation Devices - Static and Dynamic Fatigue Bending | ASTM F384 | ISO 17025
1527 | Articulating Total Wrist Implant Testing | ASTM F1357 | ISO 17025
1528 | Axial Disassembly Force of Modular Acetabular Device | ASTM F1820 | ISO 17025
1529 | Axial Disassembly Force of Taper Connections of Modular Prostheses | ASTM F2009 | ISO 17025
1530 | Biological Tissue Testing | internal or customer protocol | ISO 17025
1531 | Bone Plates - Static and Dynamic Fatigue Bend Testing | ASTM F382 | ISO 17025
1532 | Breast Implants | Guidance for Industry and FDA Staff - Saline, Silicone Gel, and Alternative Breast Implants, ASTM F703, ASTM F2051 and ISO 14607 | ISO 17025
1533 | Cadaver (Cadaveric) Testing | n/a internal protocol | n/a
1534 | Corrosion of Surgical Instruments | ASTM F1089 | ISO 17025
1535 | Dental Implant Testing | ISO 14801 | ISO 17025
1536 | Dynamic Evaluation of Glenoid Loosening or Disassociation | ASTM F2028 | ISO 17025
1537 | Endurance Fatigue Properties of Knee Tibial Trays | ISO 14879-1, ASTM F1800, ASTM F3140 | ISO 17025
1538 | Evaluating Knee Bearing (Tibial Insert) Endurance and Deformation under High Flexion | ASTM F2777 | ISO 17025
1539 | Evaluation of Glenoid Locking Mechanism in Shear | ASTM F1829 | ISO 17025
1540 | Expulsion Testing | n/a internal protocol | n/a
1541 | External Fixation Devices | ASTM F1541 | ISO 17025
1542 | Fatigue Testing of Metal Tibial Tray Components for Knee implants | ASTM F1800 | ISO 17025
1543 | Femoral Components, Standard Specification for Femoral Prostheses—Metallic Implants | ASTM F2068 | ISO 17025
1544 | Fixation of the Spinal Skeletal System - Static and dynamic fatigue bending | ASTM F2193 | ISO 17025
1545 | Force Controlled Fatigue Testing of Acrylic Bone Cement Materials | ASTM F2118 | ISO 17025
1546 | Fretting Corrosion Testing | ASTM F1875 | ISO 17025
1547 | Hip Stem Static and Dynamic Fatigue Testing | ISO 7206 -3, -4, -6, -8 | ISO 17025
1548 | Intervertebral Body Fusion Devices IBFD VBR Spinal Cage Testing | ASTM F2077 | ISO 17025
1549 | Intramedullary Fixation Devices - 4 four point bending, torsion, and dynamic bending fatigue | ASTM F1264 | ISO 17025
1550 | Knee Femoral Component Fatigue | WK51649 Standard Test Method for Fatigue Testing of Total Knee Femoral Components under Closing Conditions | ISO 17025
1551 | Knee Prosthesis Replacement Testing | ASTM F2083 | ISO 17025
1552 | Load Induced Subsidence of IBFDs | ASTM F2267 | ISO 17025
1553 | Mechanical Contraceptives Testing | ISO 8009, ASTM D2240 | ISO 17025
1554 | Medical Bone Screw Testing | ASTM F543, ISO 6475:1989 | ISO 17025
1555 | Medical Device Wear Testing (Hip, Knee, Spine, Shoulder) | ISO 14243, ISO 14242, ISO 18192, ASTM F1714, ASTM F732 | n/a
1556 | Metallic Bone Staples | ASTM F564 | ISO 17025
1557 | Modular Connection of Proximally Fixed Femoral Hip Prosthesis | ASTM F2580 | ISO 17025
1558 | Occipital Cervical Thoracic Spinal Implant Constructs in a Vertebrectomy Model | ASTM F2706 | ISO 17025
1559 | Patellar Prosthesis Resurfacing Testing | ASTM F1672 | ISO 17025
1560 | Prosthetic Ankle, Standard Specification for Total Ankle Replacement Prosthesis | ASTM F2665 | ISO 17025
1561 | Prosthetic Elbow, Standard Specification for Total Elbow Prostheses | ASTM F2887 | ISO 17025
1562 | Prosthetic hip, Standard Specification for Total Hip Joint Prosthesis and Hip Endoprosthesis Bearing Surfaces Made of Metallic, Ceramic, and Polymeric Materials | ASTM F2033 | ISO 17025
1563 | PS Post Fatigue - tibial inserts | F2083 | ISO 17025
1564 | Reverse Shoulder Impingement | reference ASTM F2582 | ISO 17025
1565 | Shoulder Prosthesis Testing | ASTM F1378 | ISO 17025
1566 | Spinal Implant Testing - Compression, Torsion, Tension | ASTM F1717, ISO 12189 | ISO 17025
1567 | Static and Cyclic Fatigue of Ceramic Modular Femoral Hip Heads | ASTM F2345 | ISO 17025
1568 | Static and Dynamic Characterization of Spinal Artificial Discs | ASTM F2346 | n/a
1569 | Static and Fatigue Properties of Interconnection Mechanisms and Subassemblies | ASTM F1798 | ISO 17025
1570 | Static, Dynamic, and Wear Assessment of Extra-Discal Single Level Spinal Constructs | ASTM F2624 | ISO 17025
1571 | Surgical Meshes - burst testing | ASTM D2261, ASTM D3787 | ISO 17025
1572 | Surgical Meshes - evaluation of microstructure, thickness | ASTM F2150, ASTM F2450, ASTM D1777 | ISO 17025
1573 | Surgical Meshes - tear resistance | ASTM D1938 | ISO 17025
1574 | Surgical Meshes - tensile testing | ASTM F2150, ASTM D3039 | ISO 17025
1575 | Surgical Meshes- suture pullout | ASTM F2150, ASTM F543, ISO 7198 | ISO 17025
1576 | Surgical Sutures | USP 861, 871, 881 | ISO 17025
1577 | Total Knee Replacement Constraint Testing | ASTM F1223 | ISO 17025
1578 | General Metallographic Evaluation - Medical Device ONLY | ASTM F1854 | ISO 17025
1579 | Radiopacity Testing --> Subcontract | n/a | n/a
1580 | CMC/PMC Machining | P1TF79 | ISO 17025, Nadcap AC7101/4
1581 | Conventional Specimen Machining, EDM Machining | ASTM E8, ASTM E466, ASTM E606, ASTM D695, ASTM D790, ASTM D2344, ASTM D3039, ASTM D3518 | ISO 17025, Nadcap AC7101/3
1582 | Low Stress Grinding and Polishing | P1TF79 Class A & B, P28A-AL-0202, DMC0107, MSRR9968 Issue 8 | ISO 17025, Nadcap AC7101/3
1583 | Medical Device Fixturing | n/a | n/a
1584 | Combustion Metric Analysis (LECO) - Hydrogen in Titanium only | ASTM E1019, ASTM E1409, ASTM E1447, Internal SOP | ISO 17025, GE S400
1585 | Graphite Furnace Atomic Absorption (GFAA) | ASTM E1184, Internal SOP, ASTM A751 | ISO 17025, Nadcap AC7101/2
1586 | Inductively Coupled Plasma (ICP-OES) | ASTM D1976, Internal SOP, ASTM A751 | ISO 17025, Nadcap AC7101/2
1587 | Optical Emission Spectroscopy (OES) - Spark | ASTM E415, ASTM E1086, ASTM E1251, ASTM E607, Internal SOP, ASTM A751 | ISO 17025, Nadcap AC7101/2
1588 | X-Ray Fluorescence (XRF) (No PMI or on-site work) | ASTM E322, ASTM E539, ASTM E572, ASTM E1085, Internal SOP, ASTM A751 | ISO 17025, Nadcap AC7101/2
1589 | Coating Thickness | ASTM B487, ASTM B748, ISO 1463, NASM 1312-12 | ISO 17025
1590 | Coating Weight (Mass) | ASTM A90, ASTM A428, ASTM B137, MIL-A-8625 | ISO 17025
1591 | Failure Evaluation & Analysis | n/a | n/a
1592 | Intergranular Attack - Corrosion Resistance (IGA) -- (detrimental intermetallic phase) | ASTM A262 (Methods A & E), ASTM A923 (Methods A & C); DIN 50914; EN ISO 3651 | ISO 17025, Nadcap AC 7101/4
1593 | Intergranular Attack / Corrosion (IGA/IGO/IGC) | ASTM G28 (Method A) | ISO 17025
1594 | Pitting and Crevice Corrosion Resistance (Ferric Chloride Solution) | ASTM G48 | ISO 17025
1595 | Hydrogen Embrittlement Testing - Fasteners | ASTM F606, NASM 1312-5, NASM 1312-14 | ISO 17025
1596 | Pin Bearing Test | ASTM B238 | Airbus
1597 | Rotational capacity - Fasteners | ASTM A325 | n/a
1598 | Shear Testing - Rivets, Wires, Rods | ASTM B565, ASTM F606; NASM 1312-13, NASM 1312-20 | ISO 17025
1599 | Tensile Testing - Fasteners (Axial/Wedge) | ASTM A370, ASTM F606, ISO 898-1 | ISO 17025
1600 | Brinell Hardness Testing | ASTM E10; EN 10003-1; EN ISO 6506; ASTM F606, SAE J78, SAE J429; NASM 1312-6, AITM 1-0058 | ISO 17025, Nadcap AC 7101/5
1601 | Microhardness Testing (Knoop & Vickers) | ASTM E384; NASM 1312-6; ASTM F606, SAE J78, SAE J429 | ISO 17025, GE S400, Nadcap AC 7101/4
1602 | Rockwell Hardness Testing | ASTM E18; EN 1043-1, EN 10109-1; EN ISO 6508; NASM 1312-6; ASTM F606, SAE J78, SAE J429 | ISO 17025, Nadcap AC 7101/5
1603 | Bend Testing - Metal Coupons or Rebar | ASTM E290; ASTM A615 | n/a
1604 | Bend Testing - Welded Samples | ASTM E190, ASTM E290, AWS B4.0, AWS D1.1, AWS D1.2, AWS D1.5, DIN EN 910 | ISO 17025, Nadcap AC 7101/3
1605 | Charpy Impact Testing - Metals (NO IZOD) | ASTM E23; DIN 50115; EN 10045-1; ISO 83 | ISO 17025, Nadcap AC 7101/3
1606 | Charpy Impact Testing (Liquid Helium Temperatures) | ISO 148-1 | n/a
1607 | Creep Testing | ASTM E139 | ISO 17025, GE S400, Nadcap AC 7101/3
1608 | Direct Tension Indicating Washers (Mechanical Testing) | ASTM F606 | ISO 17025
1609 | Double Shear Testing |  | ISO 17025
1610 | Fracture Toughness - CTOD - K1C ONLY; ROOM TEMP ONLY | ASTM E399, ASTM E1820 | ISO 17025, Nadcap AC 7101/9
1611 | Hardenability (Jominy) - Standard Size Specimen ONLY | ASTM A255 | ISO 17025
1612 | High Load Tensile Testing - Rebar, concrete anchors, materials, & components | Internal SOP | n/a
1613 | Hydrostatic Pressure Tests - Static only (No cyclic) | Internal SOP | ISO 17025
1614 | Load Testing of Metallic Products (Welds, Assemblies) | n/a | n/a
1615 | Mechanical Hydrogen Embrittlement Evaluation of Plating/Coating Processes | ASTM F519 | Nadcap
1616 | Plastic Strain (R Ratio) | ASTM E517 | ISO 17025
1617 | Prevailing Torque Testing - Fasteners, Bolts | IFI 100, IFO 107, MIL-DTL-45913 | n/a
1618 | Proof Load Testing - External | ASTM A370, ASTM F606, NASM 1312-8; ISO 898-1 | ISO 17025
1619 | Proof Load Testing - Eyebolts | ASTM A489 | ISO 17025
1620 | Proof Load Testing - Internal | ASTM A962, ASTM F606, EN 493; ISO 898-2, ISO 10485 | ISO 17025
1621 | Stress Rupture Testing | ASTM E139, ASTM E292 | ISO 17025, GE S400, Nadcap AC 7101/3
1622 | Tensile Strain-Hardening Exponents (N Value) | ASTM E646 | ISO 17025
1623 | Tensile Strength Testing | ASTM A370, ASTM B557, ASTM E8, ASTM E21, ASTM E517; EN 10002-1, EN 895, EN 10237; DIN 50125, DIN 50140; ISO 6892-1, ISO 6892-2; NASM 1312-8; EN 10002-5; NASM 1312-18 | ISO 17025, GE S400, Nadcap AC 7101/3
1624 | Tensile Strength Testing - Room Temp and Elevated | BS EN 10002-1; BS EN 20002-1; BS EN 20002-5; ISO 6892-1, ISO 6892-2 | n/a
1625 | Torque Tension Testing - Fasteners | ISO 16047 | n/a
1626 | Alpha Case Evaluation | AMS 4928, AMS 4965 | ISO 17025, Nadcap AC 7101/4
1627 | Carbide Microstructure (Apparent Porosity, Apparent Grain Size) | ASTM B276, ASTM B390, ASTM B657, ASTM B665; SAE J439 | ISO 17025
1628 | Carburization Evaluation | SAE J121 | ISO 17025, Nadcap AC 7101/4
1629 | Case Depth Evaluation | SAE J423 | ISO 17025
1630 | Depth of Decarburization | ASTM E1077, ASTM F835; SAE J121 | ISO 17025, Nadcap AC 7101/4
1631 | Fractography | Various | ISO 17025
1632 | Grain Size & Grain Structure | ASTM E112, ASTM E930, ASTM E1181 | ISO 17025
1633 | Graphite Microstructure and Distribution | ASTM A247 | ISO 17025
1634 | Inclusion Content (Microcleanliness) - Basically the quality of the steel and looks for internal defects such as porosity. This is a Non Destructive / Magnetic Particle | ASTM E45 (Method A), ASTM E766; DIN 50602; SAE J422 | ISO 17025
1635 | Magnetic Permeability | ASTM A342 Method 3 | ISO 17025
1636 | Near Surface Examination - Nitriding |  | Nadcap AC 7101/4
1637 | Near Surface Examination - Oxidation/Corrosion |  | Nadcap AC 7101/4
1638 | Photomicrography | ASTM E883 | ISO 17025
1639 | Scanning Electron Microscopy (NO EDS) | ASTM E1508, Internal SOP | ISO 17025
1640 | Surface Discontinuities | ASTM F788; SAE J122, SAE J123, SAE J1061 | ISO 17025
1641 | Surface Roughness, Texture (Surface Finish) | ASME B46.1 | ISO 17025
1642 | Volume Fraction by Systematic Manual Point Count (Delta Ferrite) | AMS 2315; ASTM E562 | ISO 17025
1643 | Electrical Conductivity - Eddy Current (*ONLY* on Al or Cu material and ONLY ASTM E1004, anything else, pass on) | ASTM E1004 | ISO 17025
1644 | Specimen Heat Treatment - Air Only | AMS 2750, Internal SOP, ASTM A194 | ISO 17025, Nadcap AC 7101/9
1645 | Standard Specimen Machining (NO LOW STRESS GRINDING) |  | Nadcap AC 7101/7
1646 | CWI Services (No on-site inspection) *See Limitations* | n/a | n/a
1647 | Metallurgical Evaluation of Welds & Welder Performance |  | Nadcap AC 7101/13
1648 | Weld Examination, Evaluation, and Qualification | ASME Sect. IX; API 1104; AWS D1.1, AWS D1.2, AWS D1.3, AWS D1.4, AWS D1.5, AWS D1.6, AWS D14.1, AWS D14.3, AWS D14.4, AWS D14.6, AWS D15.1, AWS D17.1; EN ISO 9606-1, ISO 9606-2; ISO 15614-1, ISO 15614-2 | ISO 17025
1649 | Bar Turning, peeling, and polishing |  | ISO 17025, Nadcap
1650 | Heat Treatment |  | ISO 17025, Nadcap
1651 | Level III NDT Techs - CLEVELAND DOES NOT HAVE |  | ISO 17025, Nadcap
1652 | Liquid Penetrant Inspection | ASTM E165 | ISO 17025, Nadcap
1653 | Magnetic Particle Inspection |  | ISO 17025, Nadcap
1654 | NDT Specifications - Performed by Middleburg Heights | A1083, ABP 0-0001, ABP 0-0003, ABP 0-2017, ABP 0-2019, ABP 0-2021, ABP 1-4046, ABP 6-5230, ABP 6-5232, ABP 8-1290, ABP 8-1294, ABP 8-2297, AIMS 03-20-000, AIMS 03-20-002, AITM6-1001, AMCD 03, AP 5121, ASI 6-10, AMS2175, AMS2300, AMS2301, AMS2303, AMS2380, AMS2440, AMS2442, AMS2630, AMS 2631, AMS2632, AMS2633, AMS2640, AMS2641, AMS2644, AMS2645, AMS2649, AMS2750, AMS2759, AMS2759/9, AMS2759/11, AMS4050, AMS4127, AMS4149, AMS4248, AMS5355, AMS5629, AMS5659, AMS6400, AMS6415, AMS6931, AMS22771, AMS-F-7190, AMS6875, AMS25011, AMS416, AMS8949, AMS-STD-2154, AMS-STD-2175, AMS 4124, AMS9047, ARP4462, AS3071, QPL-AMS2644, AEP-UT-0001, AEP-UT-0004, AEP-UT-0006, CLE-FPI-001, CLE-AL-014, CLE-FPI-002, CLE-QA-016, P10DV9014, P82DV9003, P82DV9014, P82DV9106 (was L23), P82DV9111, QCP-211, SP-11175, PP-051652, QAD4700796, RAPWA11, RBPWASP1171, RQ0813-014, APS458, I.G.C.115, I.G.C.116, I.G.C.117, I.G.C.118, AIMS05-000, KM9608, 5D1-5287, 5D1-5288, MPP-2065, MPP-8050, MPP-9711, IMS-65-05-10, 10000316110-PDC-000, 10000317422-PDC-000, AR 090725, 9948019, 526482, HRLM600080, STVM23004, 9ANA370169, STVM43101, STVM44101, MIL-STD2154, API 6A / ISO 10423, KLA834, H.L.S. 993.27, 03-10562, M.I. 109-901, M.I. 109-916, M.I. 109-917, M.I. 109-919, M.I. 109-924, M.I. 109-934, M.I. 109-937, M.I. 109-938, M.I. 109-939, M.I. 109-944, 379-155, POS 315-01, POS 315-04, POS 315-05, STW7-3430, DHA-P031.A01, AWS D1.6, D17.1/D17.1M, AWPS003X, AWPS006X, NTA0001-44, CE30.47-05 (QCW-011-07), 4255M, 4253M, 8930F, 9300F, 275A/275M, A388/A388M, B164-03, B247, B338, B353, B381, B548, B564, B705, A435/A435M, A435/A435M, A508/508M, A565/A565M, A577/A577M, A578/A578M, A600, A609/A609M, A745/A745M, A788/A788M, B594, D2651, E180, E200, E214-68, E317, F601, F2111, E1417/E1417M, E1444/E1444M, E3022, F812/F812M, AS5282, AS6174, 11011107, AGMA2007-C00, AGMA2007-B92, AGMA6033-B98, AGMA2003-C10, AGMA 923-05, ANSI/ASQC Q9001, ANSI/ASQC Q9003, ANSI/ASQC Q9004, AWS C3.5, AWS C3.8, ANSI/ASQ Z1.4, ANSI B3.3, ANSI/NCLS Z540.3 (NOTE Z540.3 replaces Z450-1), AWS D17.1, ASME B16.34, ASME B46.1, 6-12-0020, AM-201.S, N-626.3-N627.8, NB-2542.2-NB2554, NB-2534-NB2542.1, NG-2542-NB2547, NB2509-NB2561, NB5351-NB5530, NC-2546-2545.2, NB-257.3-2582, NC2539.5-2553, NCA-3761-3920, F-513, Art. NG-2000, NG-2579.3-2610, 01 A03-Article 7, NG-2539.6-2545.3, SA-182, SA-182, SA-275-SA275M, SA-388, SA-388/A-388M.2, SA-450/SA-450M, SA-508, SA-578/SA578M, SA-614 (includes NB2580/2581), SA-654, SA-655, SA-723/SA-723M, SA-745/SA745M, SB-564, SE-1219, T-600-647.3-App.7, SE-1220, T-510-534.1.2-Art. 5, T-110-190-Art.1, T-700-761-Art. 7, 8.1-8.5 App.8, Article 23 (SA-388), ASME Section V Article 6, 1053, 299-947-032, 299-947-042, 299-947-055, 299-947-087, 299-947-302, 299-947-334, 299-947-335, 299-947-363, 299-947-4340, BPS 4017, BPS 4075, BPS 4076, BPS 4089, BPS 4092, BPS 4138, BPS 4462(includes EO 4462C-1), LTP, SQRM-001, BAC 5034, BAC 5034-2, BAC 5034-3, BAC 5300-2, BAC 5307, BAC 5408, BAC 5423, BAC 5424, BAC 5436, BAC 5439, BAC 5439-1, BAC 5439-2, BAC 5429-3, BAC 5617, BAC 5621, BAC 5652, BAC 5748, BAC 5749, BAC 5750, BAC 5753, BAC 5763, BAC 5975, 7-223, BMS 7-240, BMS 7-247, BMS 7-249, BMS 7-250, BMS 7-26, BMS 7-323, BSS 001PREF, BSS 7039, BSS 7040, BSS 7052, BSS 7055, BSS 7217, BSS 7219, BSS 7600, BSS 7636, 13169, D210-13802-1, DMS 1935, EPB 17-119, EPB 18-121, HMS 6-1288, HP 4-1, HP 6-5, HP 6-13, HP 6-22, HP 9-1, HP 9-5, HP9-25QPL, HP9-25, MMS 159, MS 14.11, RA0115-012, STO802GT0002, STP0504, 777-32A0038, 000-1-401, 27, 26, MIL-STD-2041, MIL-STD-792, PM-810, 000-I-134, MIL-STD-45662, MIL-I-45208, CU03, BII-P-1034, SPG-MPS-028, BPP-II-A, BPP-I-15345-1-11, BP-108, BPMI-SSBAR-NDT, 816890, M. 39, CMS-Z691 K.0, BW/L-0012PR, BTI 5036, B-UT-003, BS EN 4050-1, BS EN 4050-2, BS EN 4050-3, BS EN 4050-4, ES 206-2, CES 2058, CQRS, CMMP001, CSF035, CSFS039, CSMP039, CSTI001, CSTI002, CSTI005, CSTI006, SAS 67277, X-008064, X-145714-03, M71A00005P01, MM-PR-007, 5439-3, R-UT-C-579, B-UT-C-616, B-UT-C-616 TA1, B-UT-I-604, B-UT-I-604 Rev. 4, B-UT-C-616 TA2, 1+D-E-136, 1E0547, ES-101, ES-102, EC-L-006, ND 001, PSM 771, QS-IC5011, QS-UT5036, IL-998, 3900, SQRC-0001, G.M.P. 114, QS-IC5011, PEI 12-22-15, CCM-QA-703, CCM-VC20-575, 008-F-014, 077-QC-236, 077-QC-237, 077-QC-238, STD-T-396, 16602, CPS 4911, 5426, 5427, PEI 12-22-15, PEI 15-MAR-16, PEI 01-JAN-10, DPS 1.700, DPS 3.301, DPS 3.317, DPS 4.601, DPS 4.704, DPS 4.707, DPS 4.713, DPS 4.715, DPS 4.747, DPS 4.804, DPS 5.00, DPS 5.00-1, DPS 5.00-2, DPS 5.00-2, DPS 5.00-7, DPS 5.00-11, DPS 5.00-1, DPS 5.00-12, DPS 5.00-12, DPS 9.07, DPS 9.014, DPS 9.05, DPS 9.05, DPS 9.05, DPS 9.19, DPS 9.29, DPS 9.301, DPS 9.341, DPS 10.320, DPS 10.500, PSD C17-508, PSD C17-508A, CW-2400BKK, CW-50400 BB, MIL-T-15005, M-77, 015-004-007, 015-004-011, UT-2, QP-09-05, IGC 04.25.115, EF No. 57, EF No. 116, EF No. 157, ACES 2600, ACES 2687, TIB 1212, SPS-507, EAC P1011, EMS-58, EP 04-06, ER070 04-06, EPS 3.20, 28-SP-106, FL-LA2557.1SX, FL-LA2372.2SX, M-38, IPS N44, 4062M, 8961, 9400, 9500F, CSP-SEC3G, FGS 15B10.2, FGS 15B30.2, FGS 15B31.1, 2G5.3, 2G22, 2G30, 2G30.1, 2G31.1, Q02310, Q00207, Q02200, QCP-188, Spec 062, Section 4.1.1, Section 4.1.2, Fed Test Method Std 151, EB 2678L, EB 2937, EB 3900, EB3900, EB 37-3, EB 38-4, EB 45-50, EB 50-1, EB 53-7, EB 60-29, EB 60-67, EB 72-10, EB 76-22A, EB 76-22B, EB 76-22C, EB 76-147, EB 4132, FMS-1011, FPS-0017, FMS-1111, FMS-3001, FPS-0018, FPS-1070, FPS1097, NDTS 5101, NDTS 9111, 526214, 26A7437, 279A1714, 314A5163, 41A213867, 41A219256, B50TF340, B50TF346, B50TF347, C50E76, C50TF22, C50TF50, C50TFE56, C50TF68-54, C50TF84, C50TF124, E5DYB, E5DYP11, MIL-I-6870, P1TF49, CID079172, P28-AL-2100, P3A-AG1, P3A-AG2, P3A-AG4, P3A-AG6, P3B-AG6, P3B-AG25, P3C-AL-0013, P3C-AG64, P3C-AG75, ANOTHER COPY PF P3C-AL-0013 (c), P3C-AL-2130, P3C-T4032, P3-TEI-S10, P3TF2, P3TF9, P3TF12, P3TF15, P3TF34, CID079815, P3TF35, P3TF44, F3TF45, P3TF47, P3TF48, P4TFB, P8TF3, P28A-AL-0203, P28A-AL-2100, P28D-AG1, P29A-AG242, P29A-AG561, P29A-AG647, P29A-AG677, P29A-AG678, P29TF7, P29TF7, P29TF40, PT29-862, P3TF47, P3TF2, CPC 2114, CPC 6203, CPC 9104, CPC 9106, CPC 9108, 1100K9100, 2629K9602, LGPS 1000, LGPS 1400, LGPS 2002, LGPS 3000, LGPS 8000, PS1071, PS1278, RPS 15.52, TM 1500, LS-SBU-A001-SQA, UTCQR-09.1, PS-U-451, SQAR, SQARSUP-0120, 73503, 73076, 94213, 94212, 96432, 96433, GM 1010, GM 1012, GM 6004, GSS16100, GSS16101, GSS16102, GSS19200, GSS19200, MPD 1103, GAMPS 9101, GAMPS 9102, GAMPS 9103, GAMPS 9502, GAS186A, EPS-729-S, 70.94154, 70.94158, 70.89496, ES-I-30, ES-I-72, ES-I-85, H-S-16, H-S-29, 3W191769, HPS-106, HPS-117, HPS-118, HPS-215, HPS-306, HPS-010, HPS-710, HJPS-T006, HJPS-T009, HSUT 19-84, HSMT-25-0389, SSM-5202, HS1442, HS7250, SVHS13309, SVHS13309, SVHS13309, 91547-M3710, 91547-P6808, 91547-P6820, 9851811, 9855242, 91547-P7702, 91547-P7703, AEPS 627, AI-1092, FCSM 79210, C-129, C5005, C5010, C5049, C5091, C5098, C5102, CP-0350, CP5015, EFA1013, EMS230, EMS230, EMS240, EMS52300, EMS52301 ,EMS52301/1, EMS52308, EMS52309, EMS52321, EMS55446, EMS57751, EMS57931, EMS59501, EMS59502, EMS6997, EMS92320, EMS92321, EMS92358, EMS92367, EMS96247, ES-0680, FI-1150, FI-1165, FI-1481, FI-1737, FI-1776, FI-1787, FI-1804, FI-1805, ES-2185, GPS5100-1, GPS5102-1, M3710, GPS5103-1, GPS7029-1, GPS7030-1, HGS1009, HGS1010, HGS1013/1/2/3/4, M3710, MCS1043, P7702, P.S.-43, PS-1104, PS-1105, PS-5201, PS-5501, QIP-119, QP-318, QP-517, QIM-2, QIM-24, QIM-77, QIM-216, QIM-231, QIM-261, QIM-287, QIM-314, QIP-4, QIP-5, QIP-6, QIP-12,QIP-98, QIP-99, QIP-119, QIP-120, WBS70, WBS5018, ISO/IEC 17025, ISO 9000-1, ISO 9002, ISO 9004-1, ISO 9004-2, ISO 9004-3, ISO 9004-4, ISO 10012, ISO 10012-1, PS810100E, SND-003, WS-001, JIS Z 2343, JIS Z 2344, IL-600, KPS-208, KPS-212, KPS-217, 11-201, 6-025, 63-44-24-1-1, IN-K09-072, MS-537, PS-101, PS-108, TPS 5-805, QCP 10.1, GEN 8.1.1, NDT 10.1.5, NDT 12.1.2, NDT 12.1.4, Z074, Z075, Z079, Z090, Z140, MP35N, Z090, Z141, LA 14 01 60, LA 14 05 01, 14-06, 14-07, 14-08, 14-09 ,QSS-001, SP/C/2013/A0, SP/C/2014/A0, QCP 421, QCP 420, S-235, S-349, S.O.P. 7.5.1-1, S.O.P. 7.5 1-2, P3C-CD3-11, M50GB2060, A01286R1, LF-UT-299G, LFP-UT-A745-HMC, LFP-UT-2132D, LFP[UT-2132D, J-1221-35, J-1221-190, J-1221-245, PRC-S-0042, PRD-T-0084, PRD-T-0084-001, PRD-T-0084-005, PRD-T-0084-012, PRD-T-0084-013, PRD-T-0084-016, PRD-T-0085, PRD-T-0085-001, PRD-T-0085-004, PRD-T-0085-005, PRD-T-0085-010, MTL-S-0136, MTL-S-0136-002, QCP-0170-002, 304A819, 5-73517, SN3711094, LCP72-1068, LMA-M5004B, LMA-M6003, LMA-PC201, 5PTPCL02, 5PTPCL02, 5PTPCL03, 5PTPCT07, 5PTPCT07, 5PTPCT01, 5PTPCT01, 5PTPGG01, 5PTPNT01, 5PTPTT02, LCP72-1068, LCP82-1016, QCS-001, QCS-001, STP51-019, STP53-001, STP53-001, STP53-100, STP53-201, STP53-701, STP54-008, STP57-301, STP63-001, 9-006-3, LPS-356, LPS-547, LPS-561, P6802, P6803, P6804, P6807, P6814, P6820, 91547-P6825, SQA 2000, P6807, HP6-13, MDC 91B0315, PS 12010, PS 12020, PS 12030, PS 12040, PS 12050, PS 12050.1, PS 12050.5, PS 12050.6, PS 12050.8, PS 15000, PS 15063, PS 20001, PS 20710, PS 20710.2, PS21201, PS21202, PS21205, PS21211, PS21211.3, PS21230, PS23001, PS23006, PS230029, PS23041, PS23401, IFC 30-135-01, IFC 30-135-01e, IFC 40-000-01e, IFC 40-606-01MD, IFC 40-711-01e, IFC 40-711-02e, IFC 40-931-01e, IFC 40-932-01e, IFC 40-934-01e, IFC 40-936-01e, 735-301-30, 762-101-70, NCT 17-144-02, SQA 40-000-00e, SQA 89-200-00e, SREQ-MBD-002, DCMP-129, DCMP-134, DCMP-140, DCMP-155, DCMP-161, IFC 40-054-01MD, IS 201587500, M-DLNDT2, M-DLNDT5, M-DLNDT5A, M-DLNDT10, M-DLPS507, MTL-1101, MTL-1201, MTL-2701, NDT 3, NDT 6, NDT 8, NDT 8 , PCD-341, PCS-2610, PCS-2620, PCS-2621, PCS-2800, PCS-3100, PCS-3200, PCS-3600, SCREQ-001, SCREQ-342, MIL-B-8831, MIL-C-15074, MIL-C-15726, MIL-C-24252, IC-24527, MIL-C-24679, MIL-C-6021, IC-1222, MIL-DTL-1222, MIL-DTL-16420, MIL-DTL-23194, MIL-DTL-23195, MIL-DTL-23226, MIL-DTL-23228, MIL-DTL-23229, MIL-DTL-24114, MIL-N-24114, ANOTHER COPY OF MIL-DTL-2322P E, MIL-DTL-24128, MIL-DTL-24248, MIL-DTL-24287, MIL-DTL-24354, MIL-DTL-24492, MIL-DTL-24527, MIL-DTL-24528, MIL-DTL-24538, MIL-DTL-24799(SH), MIL-H-24023, MIL-HDBK-6870, MIL-I-6868, MIL-P-47158, MIL-PRF-16173(SH) with Int. Anmend A, MIL-PRF-32033 w/Amendment 2, Notice 1, QPL-16173-80, MIL-STD-792, MIL-STD-866, MIL-STD-867, MIL-STD-980, MIL-STD-1501, MIL-STD-1503, MIL-STD-1504, MIL-STD-1907(4), MIL-STD-1916, MIL-STD-1949, MIL-STD-2035, MIL-STD-2154, MIL-STD-2175, MIL-STD-2197, MIL-STD-2219, MIL-STD-6866, MIL-S-1222, MIL-S-1222H, MIL-S-5002, MIL-S-13572, MIL-S-23194, MIL-S-23284, MIL-S-24093(SH), MIL-STD-2132, MIL-STD-2132, MIL-T-9047, MIL-T-16420, MIL-T-24595, MIL-W-63150, AOR-2132-S9G, AOR-2132-S9G, AOR-MIL-STD-2132, AOR-NSTR-99, MIL-DTL-2452, AOR-MIL-STD-2132, AOR-VAE-FY04, AOR-VAE-FY04, BWS-CON-400, BWS-CON-410, 688-1864, 3943, MIL-DTL-24252, MIL-DTL-24342, MIL-S-24354, MIL-T-24585, MIL-N-23229, MIL-N-24106, A-A-59105, DI-MISC-81020, FF-S-86, FF-S-200, QQ-A-250/11, QQ-A-367, QQ-N-281, QQ-N-286, QQ-N-286, MIL-STD-271, MIL-STD-271, MIL-STD-271, AS-3778, ISR-1, WS-6782, Navships 0900-003-8000, S9074-AR-GIB-010/278, T9074-AS-GIB-010-271, T9074-AS-GIB-010-271, N45020, Q500, COP-108-UT, EMD M.I.-1518, M.I. 3950-2, QAP 129123303, MFM0005, CMS32432, EM3005, EP 1254, EP 3257, MRQ-9946, 940015, EP3586, NAS 412, NAS 824, QMI 1002-0000, QMI 2010-0000, HSEQMSF-019.001, SOP-8.004, NAS-UT-001, MSFC-STD-1249, 84625, 45687SOP004, 45687SOP004, AS-NDE-UT-1, NDE-103, PS014, PS-105, QI 0605.015, QI 0605.025, 7.005, ITN 02151, 265, Model 269C-1, EIS 1169AG, US-1, SRP-UT-B548, MTL 122-2, QCC 30, QCC 391, QCC 420, QEI-4884-4885.PPT, Purdy No. 2, Purdy No. 3, PND-UT-P-001, BMF 5128, BMF 5165, BMF 5202, BMF 5203, BPS 4014, BPS 4110, BPS 4620, ES1-4, ES6-22, ES6-710, PD1000, ES6-731, ES6-734, ES6GE-731, ESWE-734, MCS-148, QAD2801659SK01, QAD4001867, QAD4069346, QAD4084899, QAD4088282, QAD4861842, QAD4861841, QAD4111820, QAD4131184, QAD4131185, QAD5301030, QAD5309928, QAD5312028, QAD5319627, QAD5319673, QAD5326025, QAD4111002, QAD4311416, ASQR-01, ASQR-09.1, UTAS-SCM-PRO-0003-01, N/A, CPW 298, CPW 378, CPW 382, CPW 492, E-52, E-95, E140, F-23, PWA 300, RA0110-024, RA0115-012, NTDB 60A, NTDB 60B, NTDB 62, SIM-11, SIM-13, SIM-14, SIM-314, SIS-42, SIS-43, SIS-45, SIS Master, X-15, X-22, X-147, X-117, X-211, X-211A, X-214, X-212, X-213, XC-211, XC-214, CSS255, EIS 502, EIS645, EIS 655, EIS 658, EIS 659, EIS790-6, EIS790, EIS900, EIS901, EIS981, EIS 982, EIS 1000, EIS 1002, EIS 1017, EIS 1030, EIS 1035, EIS 1042, EIS 1169, EIS 1198, EIS 1200, EIS 1225, EIS 1301, EIS 1510, EMS 59504, EPS 345, GEM 0069, GEM0072, LHP 8110, LHP 8036, LHP 8037, LHP 8038, MLC 127, MSRR6083, MSRR6113, MSRR6521, MSRR8610, MSRR9551, MSRR9987, 6265, RPS 128, RPS 576, RPS 700, RPS 702, RPS 705, RPS 713, RPS 707, RPS 908, RPS 908, SABRe, RQSC 1B-5000, RQSC 1T-5000, RQSC 3E-5001, RQSC 17A-5001, RQSC 17A-5002, RQSC 22T-5000, RQSG000, RQSG4E, RQSG7E, RRQ 63014, RRES 90000, RRES 90002, RRES 90061, RRP50000, RRP 51000, RRP 58000, RRP 58001, RRP 58002, RRP 58003, RRP 58004, RRP 58005, RRP 58008, RRP 58015, RRP 62803, QCTP 6265, QCTP 6304, QCTP RRAML-0007, QCTP RRAML-0017, QCTP RRAML-0018, QCTP RRAML-0019, QCTP RRAML-0021, QCTP RRAML-0023, QCTP RRAML-0024, QCTP RRAML-0027, QCTP-19Q-5000, QCTP-RRAML-0028, QCTP-RRAML-0029, QCTP-RRAML-0030, QCTP RRCML-0001, QCTP RRCML-0002, QCTP RRCML-0003, QCTP RRCML-0004, QCTP RRCML-0005, QCTP RRCML-0006, QCTP RRCML-0008, QCTP RRCML-0009, QCTP RRCML-0010, QCTP RRCML-0011, QCTP RRCML-0012, QCTP-RRCML-0016, QCTP-RRCML-0018, QCTP-RRCML-0045, QCTP-RRCML-0046, QCTP-RRCML-0051, QCTP-RRCML 0052, QCTP-RRCML-0058, QCTP-RRCML-0060, QCTP-RRCML-0061, QCTP-RRCML-0062, QCTP-RRCML-0072, QCTP-RRCML-0076, QCTP-RRCML-0077, QCTP-RRCML-0087, QCTP RRCML-0090, QCTP RRCML-0091, QCTP RRCML-0092, QCTP RRCML-0093, QCTP-RRCML-0100, QCTP-RRCML-0101, QCTP-RRCML-0102, QCTP-RRCML-0117, QCTP-RRCML-0161, QCTP-RRCML-0197, QCTP-RRCML-0198, 8423, 8445, SS 8450, 8452, 8455, 8460, 8705, 8712, 8798, 8805, SS 8806, 8813, 9208, 9211, 9702, 9706, DMC 070, DMC 0010, DMC 0022, DMC 0070, DMD 0119, DMD 121-20, DMD 0424-22, DMD 0426-22, DMD 0299-20, DMD 455-22, DMD 710-24, DMD 778-24, DMF 12045-01, DMF 13133-01, DMF 13138-01, DMF 90000-01, DMR 20, DMR 22, DMR 24, DT05-35, ORG 10, 814214, CP15.43-01, CP15.43-05, CP15.67-01, CP16.03-01, CP16.03-03, CP16.03-07, CP16.03-17, CP16.03-18, CP16.03-19, CP16.04-01, CP16.06-01, CP19.50-01, CP19.50-05, FEIS 703, HSC16199, HS31, HS191, HS333, HS424, HS447, HS7725, HS15000, MS10.1-01, MS11.18-01, MS11.22, PN05.17, PN09.0000-SR, PN15.43, PN15.55, PN15.67, PN16.03, PN16.04, PN16.06, PR 202-2-10, PR 202-4-1B, PR 202-5-1, PR 603-2-3, PR 603-2-3A, PR 801-2-1, PR 801-2-2, PR 804-2-2, PR 804-2-2, PR 806-4-4, PR 806-4-12, PR 806-5-3, PR 814-5-1, PR 814-5-4, PR 1201-1-1, PR 1201-1-7, PR 1201-2-1, RE 201-2-10, RE 201-4-3, RE 202-2-12, RE 501-2-2, RE 806-4-16, RE 1201-1-4, 5018, 5036, 3650, DOC 153925, 000749-07, RB0170-186, TC 10-004, TC 10-016, 19071, RPS 1.000-2, RPS 18.10, 9100-186, 14-06, P00304, 525201, 526481, SP8710160, Spec No. 6.39, J122, J123, CCQ 410109, NDE-11, NDE-31, HP 18.1, SFDFCUT001, SFNNUT052, Specification 105, SHP 6-13, SHP 6-22, 72-30-05, 8.004, 8.004 WI-4, T.I.B. , 178, IHA 0014, 9U9222, CFR 5200, SPO 1024, SPS-104230, ES 9-125, ES-104-4, A1-861PA-150-300, SMS-00013, SMS-00807, SMS-00372, SMS—00094, SMS-00247, SMS-00175, SPX-00036161, C-12-188-000/NS, C-12-188-SRM/ND-000, DR-93406, GRF-0012, GRF-0018, GRF-0033, GRF-0041, GRM-0090, GRM-0005, GRP-0121, GRP-0132, GRP-0182, GRP-0225, In-1500, In-5000, In-5300, Pr-1500, Pr-5000, Pr-5100, Pr-5101, Pr-5125, Pr-5300, Ma-0012, ES 2012, TES 286, 21A9206, TR-1805-1, 1893, 1943, 1943, TRP 4961, PRS 91-20, PRS 91-40, PRS 08-17, TRP 1689, TRP 1805-1, TCAE-PS501, TCAE-PS505, 11442, 11483, UT00-001, TS 7820957, TS 7820957, EMS 26.2, SS 238527, TTQP-1-083, PS-1263, PS-1263 SUPP.#1, PS-1263 SUPP. #2, PS-1263, P/N 4.292.25.249.6, STP-UT-LONG, STP-UTIM-LONGRND, STP-UT-LONGROLLS, STP-UT-EVALUATION, Special Instructions, FORG-STD-1, S1110, VEL-NDT-536, VEMS52321, VEMS47931, VM3709, VPS 20.04, VS1-3-5-219, VS1-3-5-289, VS1-3-5-290, VS1-3-5-292, VS1-3-5-301, VS904010, ES-0007, DN-1102012, WT-112, MS 400.009, WG30060, PD-00/S2, ESS028, ESS082, SP-916, SP-917, SS-138, SS-141, 7-0070, 64103-11001-007, WG-QACT, WG-QACT UT, ZES 2A-15, ZES 2B-09, ZES 2B-09.IN.01, ZES 2B-09.IN.08, ZES 2B-09.IN.09, ZES 4H-01, SOP 12.503, WST0017, MIL-STD-2154, 7/9/1975, 7/4/1975, 84350B2, 84350B4, 84350C5, 84350KD, 84351A1, 84351A2, 15105AY, TR-95180, MIL-A-22771, MIL-A-47182, MIL-C-6021, MIL-C-2411, MIL-C-45662, MIL-F-71908, MIL-H-6875, MIL-I-6870, MIL-I-8950, MIL-I-9445, MIL-I-25135, QPL-25235-15, MIL-I-45208, AOR-MIL-I-45208, MIL-M-6867, MIL-M-11472, MIL-M-47230, MIL-F-47158, MIL-Q-4570, MIL-Q-9858, MIL-S-860, MIL-S-5626, MIL-S-23009, MIL-STD-23, MIL-STD-278, MIL-STD-1261, MIL-STD-1890, MIL-STD-2175, MIL-STD-45662, MIL-T-90463, MIL-T-9047, MIL-T-18165, MIL-T-20157, MIL-U-81055, MIL-W-8611, MIL-W-45205 | ISO 17025, Nadcap
1655 | NDT Training Courses |  | ISO 17025, Nadcap
1656 | Nital Etch (grit blast, vapor degrease) |  | ISO 17025, Nadcap
1657 | Pre-Pentrant Etch |  | ISO 17025, Nadcap
1658 | Radial forge |  | ISO 17025, Nadcap
1659 | Saw cutting, grinding repair, indication removal |  | ISO 17025, Nadcap
1660 | Ultrasonic Inspection (Contact and Immersion) - Not for Wall Thickness **A Scan only** | AMS-STD-2154, MIL-STD-2154, ASTM E2375, BSS 7055, BSS 7052, BAC 5424, AMS 2630, AMS 2631, AMS 2632, GAMPS 9102, GAMPS 9103, GAMPS 9101, GSS 16101, CSTI005, CSTI006, P3TF34, P3TF15, PS 21211, PS 21211.3, EMS 52321, RAFAEL 5036, MIL-STD-2132, MIL-STD-271, T9074-AS-GIB-010/271, C50TF56, SIM 11, SIM 13, SIM 14, SIM 314, SIM 315. SIS 42, SIS 43, SIS 45, MSRR 6083, DMD 119.20, DMR 20, CPW 298, RRP 58002, prEN 4050, also numerous QAD (PWA specs) and QCTP RRCML (Rolls Royce specs) | ISO 17025, Nadcap
1661 | American National Standard of Procedures for Compliance Testing of Unlicensed Wireless Devices, DTS; Section 11 | ANSI C63.10 (2013)
1662 | Information technology equipment. Immunity characteristics. Limits and methods of measurement | EN 55024 (2010)
1663 | (EMC) - Part 3-3: Limits - Limitation of voltage changes, voltage fluctuations and flicker in public low-voltage supply systems, for equipment with rated current 16 A per phase and not subject to conditional connection | IEC 61000-3-3 Ed. 3.0 (2013-05)
1664 | (ERM); ElectroMagnetic Compatibility (EMC) standard for radio equipment and services; Part 34: Specific conditions for External Power Supply (EPS) for mobile phones | ETSI EN 301 489-34 V1.4.1 (2013-05)
1665 | (ERM); ElectroMagnetic Compatibility (EMC) standard for radio equipment; Part 17: Specific conditions for Broadband Data Transmission Systems | ETSI EN 301 489-17 V2.2.1 (2012-09)
1666 | 5 GHz RLAN; Harmonised Standard covering the essential requirements of article 3.2 of Directive 2014/53/EU | ETSI EN 301 893 V2.1.1 (2017-05)
1667 | Access Broadband Over Power Line (Access BPL) Intentional Radiators in 47 CFR FCC Part 15, Subpart G | ANSI C63.10 (2013)
1668 | Accessibility | CFR 47, FCC Part 14 | ISO 17025
1669 | Accessibility | CFR 47, FCC Part 14
1670 | Active implantable medical devices - Electromagnetic compatibility: EMC test Protocols for Implatable cardiac pacemakers and implantable cardioverter devibrillators | ANSI/AAMI PC69 (2007); (Sections 4.8 and 4.9 only)
1671 | Agreement of VCCI Council - Technical Requirements: V-3/2015.04 (including radiated disturbance above 1 GHz) | Agreement of VCCI V-3 (2015.04)
1672 | Agreement of VCCI Council - Technical Requirements: V-3/2016.11 (including radiated disturbance above 1 GHz) | Agreement of VCCI V-3 (2016.11)
1673 | American National Standard for Compliance Testing of Transmitters Used in Licensed Radio Services | ANSI C63.26 (2015)
1674 | American National Standard for Methods of Measurement Compatibility between Wireless Communication Devices and Hearing Aids | ANSI C63.19 (2011)
1675 | American National Standard of Procedures for Compliance Testing of Unlicensed Wireless Devices | ANSI C63.10 (2013)
1676 | Australia/New Zealand Radio | AS/NZS 4268:2017 | ISO 17025
1677 | Australia/New Zealand Radio | AS/NZS 4268:2017
1678 | Battery Safety Altitude Simulation Temperature Cycling Mechanical Shock Vibration Short Circuit Overcharge Impact Forced Discharge | IEEE 1725 Standard for Rechargeable Batteries for Cellular Telephones; CTIA Certification Requirements for Battery System Compliance to IEEE 1725; IEEE 1625 Standard for Rechargeable Batteries for Multi-Cell Mobile Computing Devices; CTIA Certification Requirements for Battery System Compliance to IEEE 1625; NASA Specification for Acceptance Testing of Commercial Lithium Ion Cell Lots Engineering Directorate Propulsion & Power Division | ISO 17025
1679 | Battery Safety Altitude Simulation Temperature Cycling Mechanical Shock Vibration Short Circuit Overcharge Impact Forced Discharge | IEEE 1725 Standard for Rechargeable Batteries for Cellular Telephones; CTIA Certification Requirements for Battery System Compliance to IEEE 1725; IEEE 1625 Standard for Rechargeable Batteries for Multi-Cell Mobile Computing Devices; CTIA Certification Requirements for Battery System Compliance to IEEE 1625; NASA Specification for Acceptance Testing of Commercial Lithium Ion Cell Lots Engineering Directorate Propulsion & Power Division
1680 | BPL Intentional Radiators Part 15G | ANSI C63.10:2013 | ISO 17025
1681 | BPL Intentional Radiators Part 15G | ANSI C63.10:2013
1682 | Broadband Radio Access Networks (BRAN); 5 GHz high performance RLAN; Harmonized EN covering the essential requirements of article 3.2 of the R&TTE Directive | ETSI EN 301 893 V1.8.1 (2015-03)
1683 | Broadcast Radio Services Parts 73 and 74 (below 3 GHz) | ANSI/TIA-603-E; TIA-102.CAAA-E; ANSI C63.26:2015 | ISO 17025
1684 | Broadcast Radio Services Parts 73 and 74 (below 3 GHz) | ANSI/TIA-603-E; TIA-102.CAAA-E; ANSI C63.26:2015
1685 | Broadcast Radio Services (FCC Licensed Radio Service Equipment) in 47 CFR FCC parts 73 and 74 (below 3 GHz) | ANSI/TIA/EIA-603-E (2016)
1686 | Broadcast Radio Services in 47 CFR Parts FCC 73 and 74 (non-microwave) | ANSI/TIA 603-D (2010) and TIA-102.CAAA-D with 47 CFR FCC Part 2
1687 | Carrier Aggregation | VZW Carrier Aggregation Supplementary RF; VZW Carrier Aggregation Data Throughout | ISO 17025
1688 | Carrier Aggregation | VZW Carrier Aggregation Supplementary RF; VZW Carrier Aggregation Data Throughout
1689 | CBRS (OnGo) / WInnForum | CBRS Alliance Certification Test Plan; WInnForum Conformance and Performance Test Technical Standards | ISO 17025
1690 | CBRS (OnGo) / WInnForum | CBRS Alliance Certification Test Plan; WInnForum Conformance and Performance Test Technical Standards
1691 | CEC: Energy Efficient Battery Charger System | EEBC System Test Procedure Version 2.2 (11/2008) | ISO 17025
1692 | CEC: Energy Efficient Battery Charger System | EEBC System Test Procedure Version 2.2 (11/2008)
1693 | Citizens Broadband Radio Services (FCC Licensed Radio Service Equipment) in 47 CFR FCC Part 96 | ANSI/TIA/EIA-603-E (2016)
1694 | Citizens Broadband Radio Services (FCC Licensed Radio Service Equipment) Part 96 | ANSI/TIA-603-E; TIA-102.CAAA-E; ANSI C63.26:2015 | ISO 17025
1695 | Citizens Broadband Radio Services (FCC Licensed Radio Service Equipment) Part 96 | ANSI/TIA-603-E; TIA-102.CAAA-E; ANSI C63.26:2015
1696 | Citizens Broadband Radio Services in 47 CFR FCC Part 96 | ANSI/TIA 603-D (2010) and TIA-102.CAAA-D with 47 CFR FCC Part 2
1697 | Commercial Mobile Services (FCC Licensed Radio Service Equipment) Parts 22 (cellular), 24, 25 (below 3 GHz), and 27 | ANSI/TIA-603-E; TIA-102.CAAA-E; ANSI C63.26:2015 | ISO 17025
1698 | Commercial Mobile Services (FCC Licensed Radio Service Equipment) Parts 22 (cellular), 24, 25 (below 3 GHz), and 27 | ANSI/TIA-603-E; TIA-102.CAAA-E; ANSI C63.26:2015
1699 | Commercial Mobile Services (FCC Licensed Radio Service Equipment) in 47 CFR FCC Parts 22 (cellular), 24, 25 (below 3 GHz), and 27 | ANSI/TIA/EIA-603-E (2016)
1700 | Commercial Mobile Services in 47 CFR FCC Parts 22 (cellular), 24, 25 (non-microwave), and 27 | ANSI/TIA 603-D (2010) and TIA-102.CAAA-D with 47 CFR FCC Part 2
1701 | Compliance measurement procedures for unlicensed-national information infrastructure (U-NII) devices operating in the 5250-5350 MHz and 5470-5725 MHz bands incorporating dynamic frequency selection; FCC Part 15 Subpart E | FCC KDB 905462 (April 8, 2016)
1702 | CTIA IoT Security | CTIA Cybersecurity Certification Test Plan for IoT Devices | ISO 17025
1703 | CTIA IoT Security | CTIA Cybersecurity Certification Test Plan for IoT Devices
1704 | Determining Battery Life | CTIA Battery Life Test Plan, Version 1.0 | ISO 17025
1705 | Determining Battery Life | CTIA Battery Life Test Plan, Version 1.0
1706 | Determining the Peak Spatial-Average Specific Absorption Rate (SAR) in the Human Head from Wireless Communications Devices: Measurement Techniques; FCC requirements for RF Exposure- Devices subject to SAR requirements | IEEE 1528:2013
1707 | DGT Low-power Radio-Frequency Devices Technical Regulations, LP0002 (revised 24 March 2005) | DGT LP0002 (revised 24 March 2005)
1708 | Digital cellular telecommunications system (Phase 2+) (GSM); Mobile Station (MS) conformance specification; Part 1: Conformance specification (3GPP TS 51.010-1 version 13.4.0 Release 13) | ETSI TS 151 010-1 V13.4.0 (2017-08)
1709 | Electric Vehicle Battery | SAE-J2929 | ISO 17025
1710 | Electric Vehicle Battery | SAE-J2929
1711 | Electromagnetic compatability (EMC) - Part 3-2: Limits - Limits for harmonic current emissions (equipment input current <=16 A per phase) | IEC 61000-3-2, Ed. 3.0 (2005) +A1 (2008) +A2 (2009)
1712 | Electromagnetic compatibility (EMC) - Part 3-2: Limits - Limits for harmonic current emissions (equipment input current <=16 A per phase) | EN 61000-3-2 (2006) + A1 (2009) + A2 (2009)
1713 | Electromagnetic compatibility (EMC) - Part 4-2 : Testing and measurement techniques - Electrostatic discharge immunity test | EN 61000-4-2 (2009-05)
1714 | Electromagnetic compatibility (EMC) - Part 4-2: Testing and measurement techniques - Electrostatic discharge immunity test | IEC 61000-4-2, Ed. 2.0 (2008-12)
1715 | Electromagnetic compatibility (EMC) - Part 4-3: Testing and measurement techniques - Radiated, radio-frequency, electromagnetic field immunity test | IEC 61000-4-3, Ed. 3.1 (2008-04)
1716 | Electromagnetic compatibility (EMC) - Part 4-4: Testing and measurement techniques - Electrical fast transient/burst immunity test | IEC 61000-4-4 (2012-04)
1717 | Electromagnetic compatibility (EMC) - Part 4-6: Testing and measurement techniques - Immunity to conducted disturbances, induced by radio-frequency fields | IEC 61000-4-6 Ed. 4.0 (2013)
1718 | Electromagnetic compatibility (EMC) - Part 4-8: Testing and measurement techniques - Power frequency magnetic field immunity test | IEC 61000-4-8 (2009)
1719 | Electromagnetic compatibility (EMC) - Part 6-2: Generic standards - Immunity for industrial environments | EN 61000-6-2 (2005) + AC (2005)
1720 | ElectroMagnetic Compatibility (EMC) standard for radio equipment and services; Part 17: Specific conditions for Broadband Data Transmission Systems; Harmonised Standard covering the essential requirements of article 3.1(b) of Directive 2014/53/EU | ETSI EN 301 489-17 V3.1.1 (2017-02)
1721 | ElectroMagnetic Compatibility (EMC) standard for radio equipment and services; Part 33: Specific conditions for Ultra-WideBand (UWB) devices; Harmonised Standard covering the essential requirements of article 3.1(b) of Directive 2014/53/EU | ETSI EN 301 489-33 V2.2.0 (2017-03)
1722 | Electromagnetic compatibility (EMC). Limits. Limits for harmonic current emissions (equipment input current = 16 A per phase) | EN 61000-3-2 (2014)
1723 | Electromagnetic compatibility (EMC). Testing and measurement techniques. Electrical fast transient/burst immunity test | EN 61000-4-4 (2012)
1724 | Electromagnetic compatibility (EMC). Testing and measurement techniques. Immunity to conducted disturbances, induced by radio-frequency fields | EN 61000-4-6 (2014)
1725 | Electromagnetic compatibility (EMC). Testing and measurement techniques. Power frequency magnetic field immunity test | EN 61000-4-8 (2010)
1726 | Electromagnetic compatibility (EMC). Testing and measurement techniques. Radiated, radio- Frequency, electromagnetic field immunity test | EN 61000-4-3 (2006) + A2 (2010)
1727 | Electromagnetic compatibility (EMC). Testing and measurement techniques. Surge immunity test | BS EN 61000-4-5 (2006)
1728 | Electromagnetic compatibility (EMC): Testing and measurement techniques - Immunity to conducted disturbances, induced by radio-frequency fields | KN 61000-4-6 with RRL Notice No. 2005-83 (Sept. 29, 2005)
1729 | Electromagnetic compatibility (EMC): Testing and measurement techniques - Electrical Fast Transient/Burst Immunity Test | KN 61000-4-4 with RRL Notice No. 2005-83 (Sept. 29, 2005)
1730 | Electromagnetic compatibility and Radio spectrum Matters (ERM); ElectroMagnetic Compatibility (EMC) standard for radio equipment and services; Part 1: Common technical requirements | ETSI EN 301 489-1 V1.9.2 (2011-09)
1731 | Electromagnetic compatibility and Radio spectrum Matters (ERM); ElectroMagnetic Compatibility (EMC) standard for radio equipment and services; Part 3: Specific conditions for Short-Range Devices (SRD) operating on frequencies between 9 kHz and 246 GHz | ETSI EN 301 489-3 V1.6.1 (2013-08)
1732 | Electromagnetic compatibility and Radio spectrum Matters (ERM); Short range devices; Radio equipment to be used in the 1 GHz to 40 GHz frequency range; Part 2: Harmonized EN under article 3.2 of the R&TTE Directive | ETSI EN 300 440-2 v1.4.1 (2010-08)
1733 | Electromagnetic compatibility and Radio spectrum Matters (ERM);Short Range Devices (SRD);Close Range Inductive Data Communication equipment operating at 13,56 MHz;Part 1: Technical characteristics and test methods | EN 302 291-1 V. 1.1.1
1734 | Electromagnetic compatibility and Radio spectrum Matters; ElectroMagnetic Compatibility standard for radio equipment and services; Part 3: Specific conditions for Short-Range Devices (SRD) operating on frequencies between 9 kHz and 40 GHz | ETSI EN 301 489-3 v1.4.1 (2002-08)
1735 | Electromagnetic compatibility of multimedia equipment - Emission requirements | CISPR 32 (2015)
1736 | Electromagnetic compatibility of multimedia equipment. Emission Requirements | EN 55032 (2015)
1737 | Electrostatic Discharge Immunity Test | KN 61000-4-2 with RRL Notice No. 2005-83 (Sept. 29, 2005)
1738 | EMC - Part 4-5: Testing and measurement techniques - Surge immunity test | IEC 61000-4-5, Ed 2 (2005-11)
1739 | EMC Directive | Electromagnetic Compatibility (EMC) Directive 2014/30/EU3, Directive 2014/30/EU, Annex III, Part A, Module B | ISO 17025
1740 | EMC Directive | Electromagnetic Compatibility (EMC) Directive 2014/30/EU3, Directive 2014/30/EU, Annex III, Part A, Module B
1741 | EMC- Part 3-3: Limits - Limitation of voltage changes, voltage fluctuations and flicker in public low- voltage supply systems, for equipment with rated current <= 16 A per phase and not subject to conditional connection | EN 61000-3-3 (2013)
1742 | EMC- Part 3-3: Limits - Limitation of voltage changes, voltage fluctuations and flicker in public low-voltage supply systems, for equipment with rated current =16 A per phase and not subject to conditional connection | IEC 61000-3-3 Ed. 2.0 (2008)
1743 | Emissions Radiated and Conducted | CFR 47, FCC Parts 15B/C/D/E/F/G/H (using ANSI C63.4:2014, ANSI C63.10:2013, ANSI C63.17:2013, and FCC KDB 905462 D02 (v02)), 18 (MP-5:1986); ANSI C63.4:2003; ANSI C63.4:2009; ANSI C63.10:2009; ETSI TS 134 124 Universal Mobile Telecommunications System (UMTS); (3GPP TS 34.124); ETSI TS 136 124 LTE; Evolved Universal Terrestrial Radio Access (E-UTRA); (3GPP TS 36.124); ETSI TS 151 010-1 Digital Cellular Telecommunications System (Phase 2+) (GSM); 3GPP TS 51.010-1, Section 12 (Conducted and Radiated Spurious Emissions) | ISO 17025
1744 | Emissions Radiated and Conducted | ANSI C63.4:2014; ANSI C63.10:2013; ANSI C63.26:2015 | ISO 17025
1745 | Emissions Radiated and Conducted | CFR 47, FCC Parts 15B/C/D/E/F/G/H (using ANSI C63.4:2014, ANSI C63.10:2013, ANSI C63.17:2013, and FCC KDB 905462 D02 (v02)), 18 (MP-5:1986); ANSI C63.4:2003; ANSI C63.4:2009; ANSI C63.10:2009; ETSI TS 134 124 Universal Mobile Telecommunications System (UMTS); (3GPP TS 34.124); ETSI TS 136 124 LTE; Evolved Universal Terrestrial Radio Access (E-UTRA); (3GPP TS 36.124); ETSI TS 151 010-1 Digital Cellular Telecommunications System (Phase 2+) (GSM); 3GPP TS 51.010-1, Section 12 (Conducted and Radiated Spurious Emissions)
1746 | Emissions Radiated and Conducted | ANSI C63.4:2014; ANSI C63.10:2013; ANSI C63.26:2015
1747 | Equipment to be Subject of Test Procedure for Electromagnetic Field Strength and Specific Absorption Rate; Korean Only | MSIT Public Notification 2017-8, Aug 28, 2017; K Only
1748 | Equipment to be Subject of Test Procedure for Electromagnetic Field Strength and Specific Absorption Rate; Korean Only | MSIT Public Notification 2017-7, Aug 24, 2017; K Only
1749 | ERM, Radio equipment in the frequency range 30 MHz to 37,5 MHz for Ultra Low Power Active Medical Membrane Implants and Accessories, Part 1: Technical characteristics and test methods | ETSI EN 302 510-2 V1.1.1
1750 | ERM; EMC standard for radio equipment and services; Part 27: Specific conditions for Ultra Low Power Active Medical Implants (ULP-AMI) and related peripheal devices (ULP-AMI-P) | ETSI EN 301 489-27 V1.1.1 (2004-06)
1751 | ERM; EMC standard for radio equipment and services; Part 7: Specific conditions for mobile and portable radio and ancillary equipment of digital cellular radio telecommunications systems (GSM and DCS) | ETSI EN 301 489-7 v1.3.1 (2005-11)
1752 | ERM; Radio equipment in the frequency range 30 MHz to 37,5 MHz for Ultra Low Power Active Medical Membrane Implants and Accessories; Part 1: Technical characteristics and test methods | ETSI EN 302 510-1 V1.1.1
1753 | ERM; Short Range Devices; Close Range Inductive Data Communication equipment operating at 13,56 MHz - Part 2: Harmonized EN covering essential requirements of Article 3(2) of the R&TTE Directive | EN 302 291-2, v1.1.1
1754 | European Radio | ETSI EN 302 291-1 Version 1.1.1 (2005-07); ETSI EN 302 291-2 Version 1.1.1 (2005-07); ETSI EN 300 328 Version 2.1.1 (2016-11); ETSI EN 301 893 Version 2.1.1 (2017-05) | ISO 17025
1755 | European Radio | ETSI EN 302 291-1 Version 1.1.1 (2005-07); ETSI EN 302 291-2 Version 1.1.1 (2005-07); ETSI EN 300 328 Version 2.1.1 (2016-11); ETSI EN 301 893 Version 2.1.1 (2017-05)
1756 | EVDO | 3GPP2 C.S0033-0 12-Dec-2003 (TIA-866); 3GPP2 C.S0033-A 14-Dec-2005 (TIA-866); 3GPP2 C.S0038-0 19-Apr-2002 (TIA-919); 3GPP2 C.S0038-A 26-Sep-2005 (TIA-919); 3GPP2 C.S0038-B 30-Mar-2009 (TIA n/a); 3GPP2 C.S0037-0 19-Apr-2002 (TIA-918); CTIA Conformance Test Plan for CDMA Wireless Devices; GCF Certification Criteria 2 (CAG2) Test Plan | ISO 17025
1757 | EVDO | 3GPP2 C.S0033-0 12-Dec-2003 (TIA-866); 3GPP2 C.S0033-A 14-Dec-2005 (TIA-866); 3GPP2 C.S0038-0 19-Apr-2002 (TIA-919); 3GPP2 C.S0038-A 26-Sep-2005 (TIA-919); 3GPP2 C.S0038-B 30-Mar-2009 (TIA n/a); 3GPP2 C.S0037-0 19-Apr-2002 (TIA-918); CTIA Conformance Test Plan for CDMA Wireless Devices; GCF Certification Criteria 2 (CAG2) Test Plan
1758 | FCC - Licensed Radio Frequency Devices (Scope B) | Scope B1, B2, B3, B4 of FCC TCB Roles and Responsibilities | ISO 17025
1759 | FCC - Licensed Radio Frequency Devices (Scope B) | Scope B1, B2, B3, B4 of FCC TCB Roles and Responsibilities
1760 | FCC - Telephone and Terminal Equipment (Scope C) | Scope C of FCC TCB Roles and Responsibilities | ISO 17025
1761 | FCC - Telephone and Terminal Equipment (Scope C) | Scope C of FCC TCB Roles and Responsibilities
1762 | FCC - Unlicensed Radio Frequency Devices (Scope A) | Scope A1, A2, A3, A4 of FCC TCB Roles and Responsibilities | ISO 17025
1763 | FCC - Unlicensed Radio Frequency Devices (Scope A) | Scope A1, A2, A3, A4 of FCC TCB Roles and Responsibilities
1764 | FCC Methods of Measurement of Radio Noise Emissions for ISM Equipment (cited in 47 CFR FCC Part 18 - Industrial, Scientific, and Medical Equipment) | FCC OST/MP-5 (1986)
1765 | General Mobile Radio Services (FCC Licensed Radio Service Equipment) Parts 22 (non-cellular), 90 (below 3 GHz), 95, 97 (below 3 GHz), and 101 (below 3 GHz) | ANSI/TIA-603-E; TIA-102.CAAA-E; ANSI C63.26:2015 | ISO 17025
1766 | General Mobile Radio Services (FCC Licensed Radio Service Equipment) Parts 22 (non-cellular), 90 (below 3 GHz), 95, 97 (below 3 GHz), and 101 (below 3 GHz) | ANSI/TIA-603-E; TIA-102.CAAA-E; ANSI C63.26:2015
1767 | Global System for Mobile communications (GSM); Mobile Stations (MS) equipment; Harmonised Standard covering the essential requirements of article 3.2 of Directive 2014/53/EU Sections 4.2.16 – 4.2.19 (Radiated Spurious Emissions Mobile Station) | ETSI EN 301 511 V12.5.1 (2017-03)
1768 | Hardware Reliability | CTIA Device Hardware Reliability Test Plan | ISO 17025
1769 | Hardware Reliability | CTIA Device Hardware Reliability Test Plan
1770 | Hearing Aid Compatibility | ANSI C63.19:2007; ANSI C63.19:2011; CTIA Test Plan for Hearing Aid Compatibility v.3.1.1 (2017); FCC KDB 285076, D01 & D02 | ISO 17025
1771 | Hearing Aid Compatibility | ANSI C63.19; CTIA Test Plan for Hearing Aid Compatibility; FCC KDB 285076 | ISO 17025
1772 | Hearing Aid Compatibility | ANSI C63.19:2007; ANSI C63.19:2011; CTIA Test Plan for Hearing Aid Compatibility v.3.1.1 (2017); FCC KDB 285076, D01 & D02
1773 | Hearing Aid Compatibility | ANSI C63.19; CTIA Test Plan for Hearing Aid Compatibility; FCC KDB 285076
1774 | Hearing Aid Compatibility Part 20 (HAC for Commercial Mobile Services) | ANSI C63.19:2011 | ISO 17025
1775 | Hearing Aid Compatibility Part 20 (HAC for Commercial Mobile Services) | ANSI C63.19:2011
1776 | IMT cellular networks; Harmonised Standard covering the essential requirements of article 3.2 of the Directive 2014/53/EU; Part 1: Introduction and common requirements Section 4.2.2 (Radiated Emissions UE) | ETSI EN 301 908-1 V11.1.1 (2016-07)
1777 | IMT cellular networks; Harmonised Standard covering the essential requirements of article 3.2 of the Directive 2014/53/EU; Part 13: Evolved Universal Terrestrial Radio Access (E-UTRA) User Equipment (UE) | ETSI EN 301 908-13 V11.1.1 (2016-07)
1778 | Industrial, scientific and medical (ISM) radio frequency equipment - Electromagnetic disturbance characteristics - Limits and methods of measurement | AS/NZS CISPR 11 (2011)
1779 | Industrial, scientific and medical (ISM) radio frequency equipment - Electromagnetic disturbance characteristics - Limits and methods of measurement | KN 11 with RRL Notice No. 2005-82 (Sept. 29, 2005)
1780 | Industrial, scientific and medical (ISM) radio-frequency equipment - Electromagnetic disturbance characteristics - Limits and methods of measurement | EN 55011 (2009) + A1 (2010)
1781 | Industrial, scientific and medical equipment - Radio-frequency disturbance characteristics - Limits and methods of measurement | IEC/CISPR 11 Ed 5 (2009-05) + A1 (2010)
1782 | Industrial, Scientific, and Medical Equipment Part 18 | FCC MP-5 (February 1986) | ISO 17025
1783 | Industrial, Scientific, and Medical Equipment Part 18 | FCC MP-5 (February 1986)
1784 | Information technology equipment - Immunity characteristics - Limits and methods of measurement | IEC/CISPR 24 (1997) + A2 (2002) & EN 55024 (1998) + A2 (2003)
1785 | Information technology equipment - Immunity characteristics - Limits and methods of measurement | CISPR 24 ed2.0 (2010-08)
1786 | Information Technology Equipment (ITE) - Limits and methods of measurement | ICES-003 Issue 5 (2012)
1787 | Intentional Radiators Part 15C | ANSI C63.10:2013 | ISO 17025
1788 | Intentional Radiators Part 15C | ANSI C63.10:2013
1789 | Intentional Radiators in 47 CFR FCC Part 15, Subpart C | ANSI C63.10 (2013)
1790 | ISED - License Exempt Radio Frequency Devices (Radio Scope 1) | Radio Scope 1 of the Radiocommunication and Broadcasting Equipment Scopes of Accreditation for Certification Bodies | ISO 17025
1791 | ISED - License Exempt Radio Frequency Devices (Radio Scope 1) | Radio Scope 1 of the Radiocommunication and Broadcasting Equipment Scopes of Accreditation for Certification Bodies
1792 | ISED - Licensed Fixed Microwave Radio Services (Radio Scope 5) | Radio Scope 5 of the Radiocommunication and Broadcasting Equipment Scopes of Accreditation for Certification Bodies | ISO 17025
1793 | ISED - Licensed Fixed Microwave Radio Services (Radio Scope 5) | Radio Scope 5 of the Radiocommunication and Broadcasting Equipment Scopes of Accreditation for Certification Bodies
1794 | ISED - Licensed General Mobile & Fixed Radio Services (Radio Scope 3) | Radio Scope 3 of the Radiocommunication and Broadcasting Equipment Scopes of Accreditation for Certification Bodie | ISO 17025
1795 | ISED - Licensed General Mobile & Fixed Radio Services (Radio Scope 3) | Radio Scope 3 of the Radiocommunication and Broadcasting Equipment Scopes of Accreditation for Certification Bodie
1796 | ISED - Licensed Maritime & Aviation Radio Services (Radio Scope 4) | Radio Scope 4 of the Radiocommunication and Broadcasting Equipment Scopes of Accreditation for Certification Bodie | ISO 17025
1797 | ISED - Licensed Maritime & Aviation Radio Services (Radio Scope 4) | Radio Scope 4 of the Radiocommunication and Broadcasting Equipment Scopes of Accreditation for Certification Bodie
1798 | ISED - Licensed Personal Mobile Radio Services (Radio Scope 2) | Radio Scope 2 of the Radiocommunication and Broadcasting Equipment Scopes of Accreditation for Certification Bodies | ISO 17025
1799 | ISED - Licensed Personal Mobile Radio Services (Radio Scope 2) | Radio Scope 2 of the Radiocommunication and Broadcasting Equipment Scopes of Accreditation for Certification Bodies
1800 | Licensed Wireless Devices | ANSI C63.26:2015 | ISO 17025
1801 | Licensed Wireless Devices | ANSI C63.26:2015
1802 | Limits and Methods of Measurement of Radio Interference Characteristics of Information Technology Equipment | CNS 13438 (2006) (up to 6GHz)
1803 | Low-power Radio-frequency Devices Technical Specifications | LP0002 (January 2018)
1804 | LTE | 3GPP TS 36.521-1; 3GPP TS 36.521-3; 3GPP TS 36.523-1; 3GPP 37.571-1; 3GPP 37.571-2; 3GPP Carrier Aggregation; PTCRB NAPRD.03; PTCRB PPMD; PTCRB Cat-M (per RFT132 eMTC); PVG.09 LTE Data Throughput & TR 37.901 Data Throughput Performance; PVG.04 PTCRB Radiated Spurious Emissions; Global Certification Forum (GCF-CC) Certification / LTE Field Test (TS.11) 3; 3GPP Cat-NB & Cat-M; MetroPCS Lab Conformance; AT&T LTE Conformance;AT&T IoT Accelerator Conformance, 19263; VZW Lab Conformance; VZW Supl RF; VZW Supl Signaling Conformance; VZW Supl RRM; VZW LTE LBS Performance; VZW Safe for Network (SFN), VZW Phase 1, VZW Open Development and Field Interoperability Testing (FIT) 3; VZW Network Extender; VZW PCO; VZW Data Retry; VZW Data Throughput; VZW SMS; VZW AT Commands; VZW CMAS; VZW eMBMS; VZW APN; VZW Cat-M VoLTE; Live Network Extender and Android Test Plan; Sprint LTE Test Plan; Sprint LTE Safe for Network (SFN); Sprint LTE Conformance; Sprint LTE IoT; Sprint Lab Conformance; USCC Lab Conformance; KDDI LTE Device Testing; SoftBank LTE Testing | ISO 17025
1805 | LTE | 3GPP TS 36.521-1; 3GPP TS 36.521-3; 3GPP TS 36.523-1; 3GPP 37.571-1; 3GPP 37.571-2; 3GPP Carrier Aggregation; PTCRB NAPRD.03; PTCRB PPMD; PTCRB Cat-M (per RFT132 eMTC); PVG.09 LTE Data Throughput & TR 37.901 Data Throughput Performance; PVG.04 PTCRB Radiated Spurious Emissions; Global Certification Forum (GCF-CC) Certification / LTE Field Test (TS.11) 3; 3GPP Cat-NB & Cat-M; MetroPCS Lab Conformance; AT&T LTE Conformance;AT&T IoT Accelerator Conformance, 19263; VZW Lab Conformance; VZW Supl RF; VZW Supl Signaling Conformance; VZW Supl RRM; VZW LTE LBS Performance; VZW Safe for Network (SFN), VZW Phase 1, VZW Open Development and Field Interoperability Testing (FIT) 3; VZW Network Extender; VZW PCO; VZW Data Retry; VZW Data Throughput; VZW SMS; VZW AT Commands; VZW CMAS; VZW eMBMS; VZW APN; VZW Cat-M VoLTE; Live Network Extender and Android Test Plan; Sprint LTE Test Plan; Sprint LTE Safe for Network (SFN); Sprint LTE Conformance; Sprint LTE IoT; Sprint Lab Conformance; USCC Lab Conformance; KDDI LTE Device Testing; SoftBank LTE Testing
1806 | LTE; Evolved Universal Terrestrial Radio Access (E-UTRA); Electromagnetic compatibility (EMC) requirements for mobile terminals and ancillary equipment (3GPP TS 36.124 version 14.1.0 Release 14) | ETSI TS 136 124 V14.1.0 (2017-05)
1807 | Maritime and Aviation Radio Services Parts 80 and 87 | ANSI/TIA-603-E; ANSI C63.26:2015 | ISO 17025
1808 | Maritime and Aviation Radio Services Parts 80 and 87 | ANSI/TIA-603-E; ANSI C63.26:2015
1809 | Maritime and Aviation Radio Services (FCC Licensed Radio Service Equipment) in 47 CFR FCC Parts 80 and 87 | ANSI/TIA/EIA-603-E (2016)
1810 | Maritime and Aviation Radio Services in 47 CFR FCC Parts 80 and 87 | ANSI/TIA 603-D (2010) with 47 CFR FCC Part 2
1811 | Medical electrical equipment - Part 1-2: General requirements for safety - Collateral standard: Electromagnetic compatibility - Requirements and tests | IEC 60601-1-2, Ed. 3.0 (2007)
1812 | Medical electrical equipment-Part 1-2: General requirements for basic safety and essential performance-Collateral Standard: Electromagnetic disturbances-Requirements and tests | IEC 60601-1-2, Ed. 4, (2014-02)
1813 | Microwave and Millimeter Bands Radio Services in 47 CFR FCC Parts 25, 74, 90 (90Y, 90Z, DSRC) and 101 | ANSI/TIA 603-D (2010) and TIA-102.CAAA-D with 47 CFR FCC Part 2
1814 | Microwave and Millimeter Bands Radio Services Parts 25, 30, 74, 90 (M, DSRC, Y, Z), 95 (M and L), and 101 | ANSI/TIA-603-E; TIA-102.CAAA-E; ANSI C63.26:2015 | ISO 17025
1815 | Microwave and Millimeter Bands Radio Services Parts 25, 30, 74, 90 (M, DSRC, Y, Z), 95 (M and L), and 101 | ANSI/TIA-603-E; TIA-102.CAAA-E; ANSI C63.26:2015
1816 | Microwave and Millimeter Wave Bands Radio Services (FCC Licensed Radio Service Equipment) in 47 CFR FCC Parts 25, 30, 74, 90 (M DSRC, Y, Z), 95 (M and L), and 101 | ANSI/TIA/EIA-603-E (2016)
1817 | OTA Anechoic Chambers | CTIA Test Plan for Wireless Device Over-the-Air Performance for CDMA, 1xEVDO Rev0/A, GSM, GPRS, EGPRS, UMTS (W-CDMA), LTE, CDMA A-GPS, GSM A-GPS, UMTS WCDMA A-GPS; LTE aGPS A-Glonass and SIB8 / SIB16; PTCRB NAPRD03; PTCRB PPMD; OTA Carrier Aggregation; OTA ECC Measurements; VZW OTA Radiated Performance for CDMA & LTE Multimode Devices; VZW Location Determination Test Plan; VZW LTE-LBS Performance Test Plan; SPRINT OTA Antenna Performance Test Plan; AT&T 13340 OTA; AT&T IoT Accelerator; USCC CDMA Over The Air Radiated Test Plan; USCC LTE Over The Air Radiated Test Plan; CTIA Test Plan for RF Performance Evaluation of Wi-Fi Mobile Converged Devices (Wi-Fi Alliance); GSMA TS.24 Operator Acceptance Values for Device Antenna Performance; 3GPP TS 34.114 Technical Specification UE/MS OTA Antenna Performance; 3PP TS 37.544 Technical Specification UTRA & E-UTRA UE OTA Antenna Performance | ISO 17025
1818 | OTA Anechoic Chambers | CTIA Test Plan for Wireless Device Over-the-Air Performance for CDMA, 1xEVDO Rev0/A, GSM, GPRS, EGPRS, UMTS (W-CDMA), LTE, CDMA A-GPS, GSM A-GPS, UMTS WCDMA A-GPS; LTE aGPS A-Glonass and SIB8 / SIB16; PTCRB NAPRD03; PTCRB PPMD; OTA Carrier Aggregation; OTA ECC Measurements; VZW OTA Radiated Performance for CDMA & LTE Multimode Devices; VZW Location Determination Test Plan; VZW LTE-LBS Performance Test Plan; SPRINT OTA Antenna Performance Test Plan; AT&T 13340 OTA; AT&T IoT Accelerator; USCC CDMA Over The Air Radiated Test Plan; USCC LTE Over The Air Radiated Test Plan; CTIA Test Plan for RF Performance Evaluation of Wi-Fi Mobile Converged Devices (Wi-Fi Alliance); GSMA TS.24 Operator Acceptance Values for Device Antenna Performance; 3GPP TS 34.114 Technical Specification UE/MS OTA Antenna Performance; 3PP TS 37.544 Technical Specification UTRA & E-UTRA UE OTA Antenna Performance
1819 | Power Frequency Magnetic Field Immunity Test | KN 61000-4-8 with RRL Notice No. 2005-83 (Sept. 29, 2005)
1820 | Radiated, radio-frequency, electromagnetic field immunity test | KN 61000-4-3 with RRL Notice No. 2005-83 (Sept. 29, 2005)
1821 | Radio equipment and systems-Short range devices-Limits and methods of measurement | AS/NZS 4268 (2017)
1822 | RED | Radio Equipment Directive (RED) 2014/53/EU3 , 2014/53/EU, Annex III, Module B | ISO 17025
1823 | RED | Radio Equipment Directive (RED) 2014/53/EU3 , 2014/53/EU, Annex III, Module B
1824 | Regulations on Radio Equipment; Korea only | MSIP Public Notification 2015-95 (Dec. 8 2015); K only
1825 | RF Exposure | IEEE 1528-2013; RSS 102 Issue 5 (2015); EN 50360-2017; EN 62209-1:2016; EN 62209-2:2010; IEC 62209-1 2nd Edition 2016; IEC 62209-2 2010; IEC PAS 63083-2017; EN 50566-2017; IEC 62209-2 AMD 1; Australian Communications Authority Radio Communications (Electromagnetic Radiation – Human Exposure) Standard 2014; FCC KDB 248227 D01; FCC KDB 447498 D01, D02, and D03; FCC KDB 615223 D01; FCC KDB 616217 D04; FCC KDB 643646 D01; FCC KDB 648474 D01, D03 and D04; FCC KDB 680106 D01; FCC KDB 865664 D01 and D02; FCC KDB 941225 D01, D05, D05A, D06, and D07; EN 50402:2017; EN 50385:2017; IEC 62311:2008; IEC 62479:2010; EN 62479:2010; EN 50663:2017; EN 62311:2007; EN 62232:2017; IEC 62232:2017; IEEE C95.1-2005; IEEE C95.1-1992; IEEE C95.3-2002; RSS-102 (SAR. RF Exposure, NS), SPR-002; RSS-102, SPR-001; IEC TR 62630:2010; IEEE C95.3.1:2010; IEC TR 63170:2018; RRA Public Notification 2017-8, Aug 28, 2017; AS/NZS 2772.2:2016 | ISO 17025
1826 | RF Exposure | IEEE 1528-2013; RSS-102 Issue 5 (2015); EN 50360:2017; EN 62209-1:2016; EN 62209-2:2010; FCC KDB 248227 D01; FCC KDB 447498 D01, D02, and D03; FCC KDB 615223 D01; FCC KDB 616217 D04; FCC KDB 643646 D01; FCC KDB 648474 D03 and D04; FCC KDB 680106 D01; FCC KDB 865664 D01 and D02; FCC KDB 941225 D01, D05, D05a, D06, D07; IEC 62209-1:2016; IEC 62209-2:2010; IEC/PAS 63083:2017; EN 50401:2017; EN 50385:2017; IEC 62311:2008;IEC 62479:2010; EN 62479:2010; EN 50663:2017; EN 62311:2007; EN 62232:2017; IEC 62232:2017; EN 50566:2017; IEC 62209-2 AMD 1; Australian Communications Authority Radio Communications (Electromagnetic Radiation – Human Exposure) Standard 2014; IEEE C95.1-1992; IEEE C95.1-2005; IEEE C95.3-2002; RSS-102 (SAR, RF Exposure, NS), SPR-002; RSS-102, SPR-001; IEC TR 62630:2010; IEEE C95.3.1:2010; IEC TR 63170:2018; RRA Public Notification 2017-8, Aug 28, 2017; AS/NZS 2772.2:2016 | ISO 17025
1827 | RF Exposure | IEEE 1528-2013; RSS 102 Issue 5 (2015); EN 50360-2017; EN 62209-1:2016; EN 62209-2:2010; IEC 62209-1 2nd Edition 2016; IEC 62209-2 2010; IEC PAS 63083-2017; EN 50566-2017; IEC 62209-2 AMD 1; Australian Communications Authority Radio Communications (Electromagnetic Radiation – Human Exposure) Standard 2014; FCC KDB 248227 D01; FCC KDB 447498 D01, D02, and D03; FCC KDB 615223 D01; FCC KDB 616217 D04; FCC KDB 643646 D01; FCC KDB 648474 D01, D03 and D04; FCC KDB 680106 D01; FCC KDB 865664 D01 and D02; FCC KDB 941225 D01, D05, D05A, D06, and D07; EN 50402:2017; EN 50385:2017; IEC 62311:2008; IEC 62479:2010; EN 62479:2010; EN 50663:2017; EN 62311:2007; EN 62232:2017; IEC 62232:2017; IEEE C95.1-2005; IEEE C95.1-1992; IEEE C95.3-2002; RSS-102 (SAR. RF Exposure, NS), SPR-002; RSS-102, SPR-001; IEC TR 62630:2010; IEEE C95.3.1:2010; IEC TR 63170:2018; RRA Public Notification 2017-8, Aug 28, 2017; AS/NZS 2772.2:2016
1828 | RF Exposure | IEEE 1528-2013; RSS-102 Issue 5 (2015); EN 50360:2017; EN 62209-1:2016; EN 62209-2:2010; FCC KDB 248227 D01; FCC KDB 447498 D01, D02, and D03; FCC KDB 615223 D01; FCC KDB 616217 D04; FCC KDB 643646 D01; FCC KDB 648474 D03 and D04; FCC KDB 680106 D01; FCC KDB 865664 D01 and D02; FCC KDB 941225 D01, D05, D05a, D06, D07; IEC 62209-1:2016; IEC 62209-2:2010; IEC/PAS 63083:2017; EN 50401:2017; EN 50385:2017; IEC 62311:2008;IEC 62479:2010; EN 62479:2010; EN 50663:2017; EN 62311:2007; EN 62232:2017; IEC 62232:2017; EN 50566:2017; IEC 62209-2 AMD 1; Australian Communications Authority Radio Communications (Electromagnetic Radiation – Human Exposure) Standard 2014; IEEE C95.1-1992; IEEE C95.1-2005; IEEE C95.3-2002; RSS-102 (SAR, RF Exposure, NS), SPR-002; RSS-102, SPR-001; IEC TR 62630:2010; IEEE C95.3.1:2010; IEC TR 63170:2018; RRA Public Notification 2017-8, Aug 28, 2017; AS/NZS 2772.2:2016
1829 | RF Exposure Devices Subject to SAR Requirements | IEEE Std 1528:2013 | ISO 17025
1830 | RF Exposure Devices Subject to SAR Requirements | IEEE Std 1528:2013
1831 | Short Range Devices (SRD) operating in the frequency range 25 MHz to 1 000 MHz; Part 1: Technical characteristics and methods of measurement | ETSI EN 300 220-1 V3.1.1 (2017-02)
1832 | Short Range Devices (SRD) operating in the frequency range 25 MHz to 1 000 MHz; Part 2: Harmonised Standard covering the essential requirements of article 3.2 of Directive 2014/53/EU for non specific radio equipment | ETSI EN 300 220-2 V3.1.1 (2017-02)
1833 | Short Range Devices (SRD) using Ultra Wide Band technology (UWB); Harmonised Standard covering the essential requirements of article 3.2 of the Directive 2014/53/EU; Part 1: Requirements for Generic UWB applications | ETSI EN 302 065-1 V2.1.1 (2016-11)
1834 | Short Range Devices (SRD) using Ultra Wide Band technology (UWB); Harmonised Standard covering the essential requirements of article 3.2 of the Directive 2014/53/EU; Part 2: Requirements for UWB location tracking | ETSI EN 302 065-2 V2.1.1 (2016-11)
1835 | Short Range Devices (SRD) using Ultra Wide Band technology (UWB); Harmonised Standard covering the essential requirements of article 3.2 of the Directive 2014/53/EU; Part 3: Requirements for UWB devices for ground based vehicular applications | ETSI EN 302 065-3 V2.1.1 (2016-11)
1836 | Short Range Devices (SRD) using Ultra Wide Band technology (UWB); Harmonised Standard covering the essential requirements of article 3.2 of the Directive 2014/53/EU; Part 4: Material Sensing devices using UWB technology below 10,6 GHz | ETSI EN 302 065-4 V1.1.1 (2016-11)
1837 | Short Range Devices (SRD); Radio equipment in the frequency range 9 kHz to 25 MHz and inductive loop systems in the frequency range 9 kHz to 30 MHz; Harmonised Standard covering the essential requirements of article 3.2 of Directive 2014/53/EU | ETSI EN 300 330 V2.1.1 (2017-02)
1838 | Short Range Devices (SRD); Radio equipment to be used in the 1 GHz to 40 GHz frequency range; Harmonised Standard covering the essential requirements of article 3.2 of Directive 2014/53/EU | ETSI EN 300 440 V2.1.1 (2017-03)
1839 | Signal Boosters Part 20 (Wideband Consumer Signal Boosters, Provider-specific signal boosters, and Industrial Signal Boosters) Section 90.219 | ANSI C63.26:2015 | ISO 17025
1840 | Signal Boosters Part 20 (Wideband Consumer Signal Boosters, Provider-specific signal boosters, and Industrial Signal Boosters) Section 90.219 | ANSI C63.26:2015
1841 | Signal Boosters (Part 20)- Measurements Guidance for Industrial and Non-consumer Signal Booster, Repeater, and Amplifier Devices- Industry Booster Basic Measurements v01r01 | FCC KDB 935210 D05 (February 12, 2016)
1842 | Signal Boosters (Part 20)- Wideband Consumer Signal Booster Compliance Measurement Guidance- Provider Specific Booster Measurements v02 | FCC KDB 935210 D04 (February 12, 2016)
1843 | Signal Boosters (Part 20)- Wideband Consumer Signal Booster Compliance Measurement Guidance- Signal Booster Measurements v04 | FCC KDB 935210 D03 (February 12, 2016)
1844 | SunSpec Alliance | SunSpec – CSIP (Common Smart Inverter Profile) Conformance Test Procedures; SunSpec – Advanced Function Inverter Test Lab Specification; SunSpec – UL1741 Supplement SA/Rule 21 Implementation Guide; IEEE 2030.5-2018 Smart Energy Profile Application Protocol | ISO 17025
1845 | SunSpec Alliance | SunSpec – CSIP (Common Smart Inverter Profile) Conformance Test Procedures; SunSpec – Advanced Function Inverter Test Lab Specification; SunSpec – UL1741 Supplement SA/Rule 21 Implementation Guide; IEEE 2030.5-2018 Smart Energy Profile Application Protocol
1846 | Surge Immunity Test | KN 61000-4-5 with RRL Notice No. 2005-83 (Sept. 29, 2005)
1847 | SVLTE / Multimode | CDMA-LTE Inter-RAT (iRAT); CDMA-LTE Inter-RAT SVD; SVLTE: 1x RF with LTE Data Cal; SVLTE: LTE RF with 1x Voice Call; SVD and SVLTE: LTE Data Throughput with 1x Voice Call; eHRPD; GMSS; SVD GMSS; E911 Data Call Processing; Stress Testing; RSSI for MM Devices; SVD Interband; LTE LBS Performance; VZW Multimode Supl Signaling; VZW Multimode SMS; VZW Multimode Data Retry | ISO 17025
1848 | SVLTE / Multimode | CDMA-LTE Inter-RAT (iRAT); CDMA-LTE Inter-RAT SVD; SVLTE: 1x RF with LTE Data Cal; SVLTE: LTE RF with 1x Voice Call; SVD and SVLTE: LTE Data Throughput with 1x Voice Call; eHRPD; GMSS; SVD GMSS; E911 Data Call Processing; Stress Testing; RSSI for MM Devices; SVD Interband; LTE LBS Performance; VZW Multimode Supl Signaling; VZW Multimode SMS; VZW Multimode Data Retry
1849 | Technical Requirements for Electromagnetic Compatibility; Korea only | RRA Public Notification 2016-26 (Dec.19 2016)
1850 | Technical Requirements for Human Protection Against Electromagnetic Waves; Korean Only | MSIT Public Notification 2017-7, Aug 24, 2017; K Only
1851 | Technical Requirements for Measurement and Test Procedure of Specific Absorption Rate; Korea only | RRA Public Notification 2015-23 (Nov. 18 2015)
1852 | Technical Requirements for Measurement of Electromagnetic Field Strength, K only | RRA Notice 2014-2, K only (Feb. 4, 2014)
1853 | Technical Requirements for Radio Equipment, Unlicensed Radio Equipment Established Without Notice (K only) | MSIP Public Notification 2017-21 (March 31, 2017)
1854 | Technical Requirements for Radio Equipment; Regulations on Radio Equipment (K only) | Enforcement Decree of MSIT No. 1, Jul 26, 2017
1855 | Telecommunication network equipment; ElectroMagnetic Compatibility (EMC) requirements; Harmonised Standard covering the essential requirements of the Directive 2014/30/EU | ETSI EN 300 386 V2.1.1 (2016-07)
1856 | Test Method for Electromagnetic Interference; Korean only | KN 61000-3-2 (Annex 1-11); RRA 2014-37 (Sept. 23, 2014)
1857 | Test Method for Electromagnetic Susceptibility (RRA Announce 2013-25, June 17, 2013) Korean only | KN 61000-6-2 (Annex 14) w/ RRA Announce 2013-25 (6/17/13)
1858 | Test Method for Electromagnetic Susceptibility (RRA Announce 2014-92, Dec. 29, 2014) Korean only | KN 61000-6-2 (Annex 14) w/ RRA Announce 2014-92 (12/29/14)
1859 | Test Methods for Electromagnetic Compatibility | RRA Announce 2016-79 (Dec.19 2016)
1860 | Test Methods for Electromagnetic Interference; Korean only | KN 61000-3-3 (Annex 1-12); RRA 2014-37 (Sept. 23, 2014)
1861 | Test Methods of radio disturbance for multimedia equipment | KN 32:2015 (Annex 11)
1862 | Testing method of electromagnetic wave endurance of multimedia device | KN 35:2015 (Annex 11-2)
1863 | Transmitter/Receiver Output Power Conducted Spurious Emissions Radiated Spurious Emissions Occupied Bandwidth Frequency Stability ERP/EIRP Audio Freq Response LP Filter Freq Response Modulation Limiting | RSS 111; RSS 112; RSS 117; RSS 119; RSS 123; RSS 125; RSS 127; RSS 130; RSS 131; RSS 132; RSS 133; RSS 134; RSS 135; RSS 137; RSS 139; RSS 140; RSS 141; RSS 142; RSS 170; RSS 181; RSS 182; RSS 191; RSS 192; RSS 194; RSS 195; RSS 196; RSS 197; RSS 199; RSS 210; RSS 211; RSS 213; RSS 215; RSS 216; RSS 220; RSS 222; RSS 236; RSS 238; RSS 243; RSS 244; RSS 247; RSS 251; RSS 252; RSS 287; RSS 288; RSS 310; RSS Gen | ISO 17025
1864 | Transmitter/Receiver Output Power Conducted Spurious Emissions Radiated Spurious Emissions Occupied Bandwidth Frequency Stability ERP/EIRP Audio Freq Response LP Filter Freq Response Modulation Limiting | RSS 102, RSS 111; RSS 112; RSS 117; RSS 119; RSS 123; RSS 125; RSS 127; RSS 130; RSS 131; RSS 132; RSS 133; RSS 134; RSS 135; RSS 137; RSS 139; RSS 140; RSS 141; RSS 142; RSS 170; RSS 181; RSS 182; RSS 191; RSS 192; RSS 194; RSS 195; RSS 196; RSS 197; RSS 199; RSS 210; RSS 211; RSS 213; RSS 215; RSS 216; RSS 220; RSS 222; RSS 236; RSS 238; RSS 243; RSS 244; RSS 247; RSS 251; RSS 252; RSS 287; RSS 288; RSS 310; RSS Gen | ISO 17025
1865 | Transmitter/Receiver Output Power Conducted Spurious Emissions Radiated Spurious Emissions Occupied Bandwidth Frequency Stability ERP/EIRP Audio Freq Response LP Filter Freq Response Modulation Limiting | RSS 111; RSS 112; RSS 117; RSS 119; RSS 123; RSS 125; RSS 127; RSS 130; RSS 131; RSS 132; RSS 133; RSS 134; RSS 135; RSS 137; RSS 139; RSS 140; RSS 141; RSS 142; RSS 170; RSS 181; RSS 182; RSS 191; RSS 192; RSS 194; RSS 195; RSS 196; RSS 197; RSS 199; RSS 210; RSS 211; RSS 213; RSS 215; RSS 216; RSS 220; RSS 222; RSS 236; RSS 238; RSS 243; RSS 244; RSS 247; RSS 251; RSS 252; RSS 287; RSS 288; RSS 310; RSS Gen
1866 | Transmitter/Receiver Output Power Conducted Spurious Emissions Radiated Spurious Emissions Occupied Bandwidth Frequency Stability ERP/EIRP Audio Freq Response LP Filter Freq Response Modulation Limiting | RSS 102, RSS 111; RSS 112; RSS 117; RSS 119; RSS 123; RSS 125; RSS 127; RSS 130; RSS 131; RSS 132; RSS 133; RSS 134; RSS 135; RSS 137; RSS 139; RSS 140; RSS 141; RSS 142; RSS 170; RSS 181; RSS 182; RSS 191; RSS 192; RSS 194; RSS 195; RSS 196; RSS 197; RSS 199; RSS 210; RSS 211; RSS 213; RSS 215; RSS 216; RSS 220; RSS 222; RSS 236; RSS 238; RSS 243; RSS 244; RSS 247; RSS 251; RSS 252; RSS 287; RSS 288; RSS 310; RSS Gen
1867 | TTY | ANSI-136, IS-95 Generic Inter-vendor TTY Test Plan Ver. 1.2 | ISO 17025
1868 | TTY | ANSI-136, IS-95 Generic Inter-vendor TTY Test Plan Ver. 1.2
1869 | UICC | USIM/USAT/CSIM/ISIM Interaction Test Plan (LTE/WCDMA/GSM/CDMA/MM); 3GPP 31.121; 3GPP 31.124; ETSI TS 102 230; SIM Application Interaction Test Plan; UICC USIM ISIM Electrical; UICC USIM ISIM Protocol (LTE/WCDMA/GSM/CDMA); SWP/HCI ETSI TS 102 694-1; ETSI TS 102 695-1 | ISO 17025
1870 | UICC | USIM/USAT/CSIM/ISIM Interaction Test Plan (LTE/WCDMA/GSM/CDMA/MM); 3GPP 31.121; 3GPP 31.124; ETSI TS 102 230; SIM Application Interaction Test Plan; UICC USIM ISIM Electrical; UICC USIM ISIM Protocol (LTE/WCDMA/GSM/CDMA); SWP/HCI ETSI TS 102 694-1; ETSI TS 102 695-1
1871 | Ultra Low Power Active Medical Implants (ULP-AMI) and associated Peripherals (ULPAMI-P) operating in the frequency range 402 MHz to 405 MHz; Harmonised Standard covering the essential requirements of article 3.2 of the Directive 2014/53/EU | ETSI EN 301 839 V2.1.1 (2016-04)
1872 | Ultra Low Power Medical Data Service (MEDS) Systems operating in the frequency range 401 MHz to 402 MHz and 405 MHz to 406 MHz; Harmonised Standard covering the essential requirements of article 3.2 of the Directive 2014/53/EU | ETSI EN 302 537 V2.1.1 (2016-10)
1873 | Ultra-Wideband Operation Intentional Radiators in 47 CFR FCC Part 15, Subpart F | ANSI C63.10 (2013)
1874 | UNDOT | United Nations Document ST/SG/AC.10/11/Rev.5, Recommendations on the Transport of Dangerous Goods; Manual of Tests and Criteria, Fifth Revised Edition; IEC 62281 – Safety of Primary and Secondary Lithium Cells and Batteries During Transport | ISO 17025
1875 | UNDOT | United Nations Document ST/SG/AC.10/11/Rev.5, Recommendations on the Transport of Dangerous Goods; Manual of Tests and Criteria, Fifth Revised Edition; IEC 62281 – Safety of Primary and Secondary Lithium Cells and Batteries During Transport
1876 | U-NIII with DFS Intentional Radiators Part 15E | FCC KDB 905462 D02 (v02) | ISO 17025
1877 | U-NIII with DFS Intentional Radiators Part 15E | FCC KDB 905462 D02 (v02)
1878 | U-NIII without DFS Intentional Radiators Part 15E | ANSI C63.10:2013 | ISO 17025
1879 | U-NIII without DFS Intentional Radiators Part 15E | ANSI C63.10:2013
1880 | Unintentional Radiators Part 15B | ANSI C63.4:2014 | ISO 17025
1881 | Unintentional Radiators Part 15B | ANSI C63.4:2014
1882 | Unintentional Radiators in 47 CFR FCC Part 15, Subpart B | ANSI C63.4 (2014)
1883 | United States Radio | 47 CFR FCC Parts 20, 22, 24, 25, 27, 30, 73, 74, 80, 87, 90, 95, 96, 97, 101 (using ANSI/TIA-603-E, TIA-102.CAAA-E, ANSI C63.26:2015); ANSI/TIA-603-D; TIA-102.CAAA-D; FCC KDB 935210 D03 (v04); FCC KDB 935210 D04 (v02); FCC KDB 935210 D05 (v01) | ISO 17025
1884 | United States Radio | 47 CFR FCC Parts 20, 22, 24, 25, 27, 30, 73, 74, 80, 87, 90, 95, 96, 97, 101 (using ANSI/TIA-603-E, TIA-102.CAAA-E, ANSI C63.26:2015); ANSI/TIA-603-D; TIA-102.CAAA-D; FCC KDB 935210 D03 (v04); FCC KDB 935210 D04 (v02); FCC KDB 935210 D05 (v01)
1885 | Universal Mobile Telecommunications System (UMTS); Electromagnetic compatibility (EMC) requirements for mobile terminals and ancillary equipment (3GPP TS 34.124 version 14.0.0 Release 14) | ETSI TS 134 124 V14.0.0 (2017-04)
1886 | Unlicensed National Information Infrastructure Devices without DFS Intentional Radiators in 47 CFR FCC Part 15, Subpart E | ANSI C63.10 (2013)
1887 | Unlicensed Personal Communication Systems Devices Part 15D | ANSI C63.17:2013 | ISO 17025
1888 | Unlicensed Personal Communication Systems Devices Part 15D | ANSI C63.17:2013
1889 | Unlicensed Personal Communications Service Devices in 47 CFR FCC Part 15, Subpart D | ANSI C63.17 (2013)
1890 | Unlicensed Radio Equipment Established Without Notice; Korean Only | MSIT Public Notification 2017-10, Sep 1, 2017
1891 | UWB Intentional Radiators Part 15F | ANSI C63.10:2013 | ISO 17025
1892 | UWB Intentional Radiators Part 15F | ANSI C63.10:2013
1893 | Voltage Dips, Short Interruptions and Voltage Variations Immunity Tests | EN 61000-4-11 (2004)
1894 | Voltage Dips, Short Interruptions and Voltage Variations Immunity Tests | IEC 61000-4-11 (2004)
1895 | Voltage Dips, Short Interruptions and Voltage Variations Immunity Tests | KN 61000-4-11 with RRL Notice No. 2005-83 (Sept. 29, 2005)
1896 | VoLTE | IMS VoIP; Rich Communication Services (RCS); VoLTE to 1xRTT Fallback for SVLTE (1xRTT Fallback); IMS Registration and Retry; ePDG Live Network; E911 for VoLTE; VZW hVoLTE; VZW VoIP and VT Performance; VZW Interband RRM and Protocol | ISO 17025
1897 | VoLTE | IMS VoIP; Rich Communication Services (RCS); VoLTE to 1xRTT Fallback for SVLTE (1xRTT Fallback); IMS Registration and Retry; ePDG Live Network; E911 for VoLTE; VZW hVoLTE; VZW VoIP and VT Performance; VZW Interband RRM and Protocol
1898 | WCDMA (UTRA) | 3GPP TS 34.121-1; 3GPP TS 34.123-1; SoftBank Mobile WCDMA Testin | ISO 17025
1899 | WCDMA (UTRA) | 3GPP TS 34.121-1; 3GPP TS 34.123-1; SoftBank Mobile WCDMA Testin
1900 | White Space Device Intentional Radiators Part 15H | ANSI C63.10:2013 | ISO 17025
1901 | White Space Device Intentional Radiators Part 15H | ANSI C63.10:2013
1902 | White Space Device Intentional Radiators in 47 CFR FCC Part 15, Subpart H | ANSI C63.10 (2013)
1903 | Wideband transmission systems; Data transmission equipment operating in the 2.4 GHz ISM band and using wide band modulation techniques; Harmonised Standard covering the essential requirements of article 3.2 of Directive 2014/53/EU | ETSI EN 300 328 V2.1.1 (2016-11)
1904 | Wireless | 3GPP2 C.S0011-C 20-Feb-2006 (TIA-98D/E/F) (excluding Sections 3.2.1.3, 3.2.3.2, 3.3.3, 3.3.4, 3.3.5, 3.3.6, 3.4.6, 3.4.8, 3.4.10, 3.4.11, 3.4.12, 3.4.13, 3.7.2, 4.4.8, 4.4.9.2.1, 4.4.10, 4.4.11); 3GPP2 C.S0043-0 24-Sep-2004 (TIA-1035); 3GPP2 C.S0036-0 11-Mar-2002 (TIA-916); 3GPP2 C.S0036-A 23-May-2011 (TIA-916-A); 3GPP2 C.S0037-0 19-Apr-2002 (TIA-918); 3GPP2 C.S0056-0 22-Jul-2005 (TIA-1042); 3GPP2 C.S0059-0 20-Aug-2008 (TIA-1038); 3GPP2 C.S0060-0 06-Dec-2005 (TIA-1044); 3GPP2 C.S0061-0 22-Jun-2005 (TIA-1045); 3GPP2 C.S0062-0 14-May-2007 (TIA-1046); 3GPP2 C.S0073-0 26-Sep-2005 (TIA-1084); 3GPP2 C.S0073-B 21-Aug-2009 (TIA n/a); 3GPP2 C.S0094-0 30-Oct-2008 (TIA-1157); CTIA Conformance Test Plan for CDMA Wireless Devices; GCF Certification Criteria 2 (CAG2) Test Plan; VZW Wireless Priority Services (WPS); VZW Safe for Network (SFN); VZW Open Development (OD) Device Specifications; VZW Location Based Services (LBS); VZW CMAS; VZW NBPCD; VZW Phase 1 | ISO 17025
1905 | Wireless | 3GPP2 C.S0011-C 20-Feb-2006 (TIA-98D/E/F) (excluding Sections 3.2.1.3, 3.2.3.2, 3.3.3, 3.3.4, 3.3.5, 3.3.6, 3.4.6, 3.4.8, 3.4.10, 3.4.11, 3.4.12, 3.4.13, 3.7.2, 4.4.8, 4.4.9.2.1, 4.4.10, 4.4.11); 3GPP2 C.S0043-0 24-Sep-2004 (TIA-1035); 3GPP2 C.S0036-0 11-Mar-2002 (TIA-916); 3GPP2 C.S0036-A 23-May-2011 (TIA-916-A); 3GPP2 C.S0037-0 19-Apr-2002 (TIA-918); 3GPP2 C.S0056-0 22-Jul-2005 (TIA-1042); 3GPP2 C.S0059-0 20-Aug-2008 (TIA-1038); 3GPP2 C.S0060-0 06-Dec-2005 (TIA-1044); 3GPP2 C.S0061-0 22-Jun-2005 (TIA-1045); 3GPP2 C.S0062-0 14-May-2007 (TIA-1046); 3GPP2 C.S0073-0 26-Sep-2005 (TIA-1084); 3GPP2 C.S0073-B 21-Aug-2009 (TIA n/a); 3GPP2 C.S0094-0 30-Oct-2008 (TIA-1157); CTIA Conformance Test Plan for CDMA Wireless Devices; GCF Certification Criteria 2 (CAG2) Test Plan; VZW Wireless Priority Services (WPS); VZW Safe for Network (SFN); VZW Open Development (OD) Device Specifications; VZW Location Based Services (LBS); VZW CMAS; VZW NBPCD; VZW Phase 1
1906 | Wireless Access Systems (WAS); 5,8 GHz fixed broadband data transmitting systems; Harmonised Standard covering the essential requirements of article 3.2 of Directive 2014/53/EU | ETSI EN 302 502 V2.1.1 (2017-03)
1907 | Biologics - Host cell protein impurities |  | FDA, DEA, ISO 17025, GMP/cGMP, GLP
1908 | Biologics - Protein Identification |  | FDA, DEA, ISO 17025, GMP/cGMP, GLP
1909 | Biologics - Viral particle titer |  | FDA, DEA, ISO 17025, GMP/cGMP, GLP
1910 | Biologics - Western Blot |  | FDA, DEA, ISO 17025, GMP/cGMP, GLP
1911 | Adventitious Viruses - In vitro assays for viral contaminants |  | ISO 17025, FDA registered, DEA licensed, GMP compliant
1912 | Assay Development and Validation - PCR, ELISA, DNA Electrophoresis (Supercoiled DNA, Content, Restriction Digest); Protein Electrophoresis (SDS-PAGER & NR); Immunoblotting; Total Protein; Nucleic Acid Concentration and Homogeneity |  | ISO 17025, FDA registered, DEA licensed, GMP compliant
1913 | Assay Development and Validation - PCR, ELISA, DNA Electrophoresis (Supercoiled DNA, Content, Restriction Digest); Protein Electrophoresis (SDS-PAGER & NR); Immunoblotting; Total Protein; Nucleic Acid Concentration and Homogeneity |  | ISO 17025, FDA registered, DEA licensed, GMP compliant
1914 | Biological Reactivity and Cytotoxicity |  | ISO 17025, FDA registered, DEA licensed, GMP compliant
1915 | Biological Reactivity Tests, Cytotoxicity - Agar Diffusion Test, Direct Contact Test, Elution Test, MTT Assay | USP <87>, ISO 10993-5 | ISO 17025, FDA registered, DEA licensed, GMP compliant
1916 | Biological Reactivity Tests, Cytotoxicity - Agar Diffusion Test, Direct Contact Test, Elution Test, MTT Assay | USP <87>, ISO 10993-5 | ISO 17025, FDA registered, DEA licensed, GMP compliant
1917 | Cell Line Generation - Cell Culture Expansion, Cell Viability Assay, Molecular Cloning and Expression Systems |  | ISO 17025, FDA registered, DEA licensed, GMP compliant
1918 | Cell Line Generation - Cell Culture Expansion, Cell Viability Assay, Molecular Cloning and Expression Systems |  | ISO 17025, FDA registered, DEA licensed, GMP compliant
1919 | Cells at the limit of in vitro cell age or end of production cells |  | ISO 17025, FDA registered, DEA licensed, GMP compliant
1920 | cGMP CELL BANK PRODUCTION AND CHARACTERIZATION |  | ISO 17025, FDA registered, DEA licensed, GMP compliant
1921 | Disinfectant Qualification Testing for Antiviral Activity |  | GLP compliant, EPA regulated, FDA regulated
1922 | Endotoxin: LAL |  | ISO 17025, FDA registered, DEA licensed, GMP compliant
1923 | Final Filled Product |  | ISO 17025, FDA registered, DEA licensed, GMP compliant
1924 | Impurity -- resDNASEQ CHO DNA Real-Time PCR Assay, Residual DNase Activity Assay, Residual RNase Activity Assay, Residual Protease Activity Assay |  | ISO 17025, FDA registered, DEA licensed, GMP compliant
1925 | Impurity -- resDNASEQ CHO DNA Real-Time PCR Assay, Residual DNase Activity Assay, Residual RNase Activity Assay, Residual Protease Activity Assay |  | ISO 17025, FDA registered, DEA licensed, GMP compliant
1926 | Mammalian Cell Bank - Manufacturing of cGMP Master and Working Cell Bank; Full Cell Bank Characterization Testing; » Identity, Viability, Microbiological Contaminants, Retroviruses, Adventitious Viruses, Antibody Production, Genetic Stability |  | ISO 17025, FDA registered, DEA licensed, GMP compliant
1927 | Microbial Cell Bank - Manufacturing of cGMP Master and Working Cell Bank; Full Cell Bank Characterization Testing » Identity, Viability, Purity, Bacteriophage, Genetic Stability |  | ISO 17025, FDA registered, DEA licensed, GMP compliant
1928 | Microbiological Contaminants - Sterility, Mycoplasma |  | ISO 17025, FDA registered, DEA licensed, GMP compliant
1929 | Mycoplasma Tests, EP 2.6.7, Mycoplasmas -- Culture (Direct) Method, Indicator Cell Culture (Indirect) Method, Inhibitory Substances (Mycoplasmastasis) Method, Nucleic Acid Amplification Techniques (NAT), MicroSEQ Mycoplasma Real-Time PCR Assay, Comparability and Suitability Studies for Use of NAT, Validation of NAT | USP <63>; EP 2.6.7, EU 2.6.7; USP <1211>; EP 7th ED 2.6.7; FDA Points to Consider in Characterization of Cell Lines Used to Produce Biologicals (1993) | ISO 17025, FDA registered, DEA licensed, GMP compliant
1930 | Potency and Safety - Viral Cell-Based Assays (Plaque, Focus and TCID50); ViralSEQ Mouse Minute Virus (MMV) Real-Time PCR Assay |  | ISO 17025, FDA registered, DEA licensed, GMP compliant
1931 | Potency and Safety - Viral Cell-Based Assays (Plaque, Focus and TCID50); ViralSEQ Mouse Minute Virus (MMV) Real-Time PCR Assay |  | ISO 17025, FDA registered, DEA licensed, GMP compliant
1932 | Residual DNase, RNase and Protease Activities |  | ISO 17025, FDA registered, DEA licensed, GMP compliant
1933 | Retroviruses - Infectivity Assays, PCR-Based Assays |  | ISO 17025, FDA registered, DEA licensed, GMP compliant
1934 | Safety Testing (Mycoplasma, Endotoxin, Viral) |  | ISO 17025, FDA registered, DEA licensed, GMP compliant
1935 | Unprocessed Bulk |  | ISO 17025, FDA registered, DEA licensed, GMP compliant
1936 | Beyond Use Date (Shelf Life) |  | ISO 17025, FDA registered, DEA licensed, GMP compliant
1937 | Beyond Use Date (Shelf Life) |  | ISO 17025, FDA registered, DEA licensed, GMP compliant
1938 | Chemical Characterization / Comparative Testing |  | ISO 17025, FDA registered, DEA licensed, GMP compliant
1939 | Chromatography - Flame Ionization Detection (FID) |  | ISO 17025, FDA registered, DEA licensed, GMP compliant
1940 | Chromatography - Fluorescence Detection |  | ISO 17025, FDA registered, DEA licensed, GMP compliant
1941 | Chromatography - Gas Chromatography (GC/MS) |  | ISO 17025, FDA registered, DEA licensed, GMP compliant
1942 | Chromatography - High Performance Liquid Chromatography (HPLC) |  | ISO 17025, FDA registered, DEA licensed, GMP compliant
1943 | Chromatography - Photo-Diode Array Detection |  | ISO 17025, FDA registered, DEA licensed, GMP compliant
1944 | Chromatography - Refractive Index Detection |  | ISO 17025, FDA registered, DEA licensed, GMP compliant
1945 | Chromatography - Thermal Conductivity Detection (TCD) |  | ISO 17025, FDA registered, DEA licensed, GMP compliant
1946 | Chromatography - Thin Layer Chromatography (TLC) |  | ISO 17025, FDA registered, DEA licensed, GMP compliant
1947 | Chromatography - UV/Vis Detection |  | ISO 17025, FDA registered, DEA licensed, GMP compliant
1948 | Cleaning Validation Support |  | ISO 17025, FDA registered, DEA licensed, GMP compliant
1949 | Density |  | ISO 17025, FDA registered, DEA licensed, GMP compliant
1950 | Density |  | ISO 17025, FDA registered, DEA licensed, GMP compliant
1951 | Drug Substance and Product Release and Stability |  | ISO 17025, FDA registered, DEA licensed, GMP compliant
1952 | Fourier Transform Infrared Spectroscopy - FTIR |  | ISO 17025, FDA registered, DEA licensed, GMP compliant
1953 | Karl Fisher Analysis (Water Content, Moisture Content) |  | FDA, DEA, ISO 17025, GMP/cGMP, GLP
1954 | Method Development (HPLC, GC, etc.) |  | ISO 17025, FDA registered, DEA licensed, GMP compliant
1955 | Method Qualification / Validation | USP <1226>; ICH Q2(R1) | ISO 17025, FDA registered, DEA licensed, GMP compliant
1956 | Optical Microscopy |  | ISO 17025, FDA registered, DEA licensed, GMP compliant
1957 | Polarimetry |  | ISO 17025, FDA registered, DEA licensed, GMP compliant
1958 | Product Chemistry - ICH Q1A(R2) Stability Studies | ICH Q1A(R2) | ISO 17025, FDA registered, DEA licensed, GMP compliant
1959 | Product Chemistry - ICH Q2(R1) Analytical Method Validation | ICH Q2(R1) | ISO 17025, FDA registered, DEA licensed, GMP compliant
1960 | Refractive Index |  | ISO 17025, FDA registered, DEA licensed, GMP compliant
1961 | Stability Testing and Storage |  | ISO 17025, FDA registered, DEA licensed, GMP compliant
1962 | Titrimetric |  | ISO 17025, FDA registered, DEA licensed, GMP compliant
1963 | Ultraviolet (UV) Spectrophotometer |  | ISO 17025, FDA registered, DEA licensed, GMP compliant
1964 | Viscosity - Kinetic and Rheometer |  | ISO 17025, FDA registered, DEA licensed, GMP compliant
1965 | Viscosity - Kinetic and Rheometer |  | ISO 17025, FDA registered, DEA licensed, GMP compliant
1966 | Compliance on Demand™ Aseptic Technique Testing |  | ISO 17025, FDA registered, DEA licensed, GMP compliant
1967 | Bacterial Endotoxin and Pyrogen Tests for Medical Devices - Utilizing Turbidimetric and Chromogenic Technique - Confirmation of Labeled Lysate Sensitivity, Non-Inhibitory Concentration Determination (Limit Test), Test for Interfering Factors (Inhibition/Enhancement Test), Quantitative Product Testing | USP <161> | ISO 17025, FDA registered, DEA licensed, GMP compliant
1968 | Bacterial Endotoxin and Pyrogen Tests for Medical Devices - Utilizing Turbidimetric/Chromogenic Techniques (Photometric Techniques) - Assurance of Criteria for the Standard Curve, Test for Interfering Factors (Inhibition/Enhancement Test), Quantitative Product testing | USP <161> | ISO 17025, FDA registered, DEA licensed, GMP compliant
1969 | Bacterial Endotoxin and Pyrogen Tests for Medical Devices - Utilizing Turbidimetric/Chromogenic Techniques (Photometric Techniques) - Assurance of Criteria for the Standard Curve, Test for Interfering Factors (Inhibition/Enhancement Test), Quantitative Product testing | USP <161> | ISO 17025, FDA registered, DEA licensed, GMP compliant
1970 | Bacterial Water Analysis |  | ISO 17025, FDA registered, DEA licensed, GMP compliant
1971 | Bioburden for Medical Devices - Bioburden Recovery Factor for Medical Devices (Method Validation), Bioburden Testing, Sterility Tests, VD Max Dose, Verification Sterility, Method 1 Dose Verification Sterility, Membrane Filtration Test for Sterility, Direct Transfer, test for Sterility, Media Growth Promotion Testing, Method Suitability (Bacteriostasis and Fungistasis Testing) | ANSI/AAMI/ISO 11137-1, ISO 11137-2, ISO 11137-3 | ISO 17025, FDA registered, DEA licensed, GMP compliant
1972 | Bioburden for Medical Devices - Bioburden Recovery Factor for Medical Devices (Method Validation), Bioburden Testing, Sterility Tests, VD Max Dose, Verification Sterility, Method 1 Dose Verification Sterility, Membrane Filtration Test for Sterility, Direct Transfer, test for Sterility, Media Growth Promotion Testing, Method Suitability (Bacteriostasis and Fungistasis Testing) | ANSI/AAMI/ISO 11137 | ISO 17025, FDA registered, DEA licensed, GMP compliant
1973 | Biological Indicator Sterility Test - Steam, Radiation, Dry heat, ETO |  | ISO 17025, FDA registered, DEA licensed, GMP compliant
1974 | Biological Indicator Sterility Test - Steam, Radiation, Dry heat, ETO |  | ISO 17025, FDA registered, DEA licensed, GMP compliant
1975 | Biological Indicators (BI) — Resistance Performance Tests — Total Viable Spore Count (Population Verification), Identification, Purity | USP <55> | ISO 17025, FDA registered, DEA licensed, GMP compliant
1976 | Cleanroom Sampling and Validation |  | ISO 17025, FDA registered, DEA licensed, GMP compliant
1977 | Cleanroom Sampling and Validation |  | ISO 17025, FDA registered, DEA licensed, GMP compliant
1978 | Drug/Device Interaction Studies - Refill Interval Determination, Flow Rate Studies, Impurity (L&E) Studies - Leachables and Extractables |  | ISO 17025, FDA registered, DEA licensed, GMP compliant
1979 | Endotoxin testing method - Kinetic Turbidimetric, Kinetic Chromogenic |  | ISO 17025, FDA registered, DEA licensed, GMP compliant
1980 | Endotoxin testing method - Kinetic Turbidimetric, Kinetic Chromogenic |  | ISO 17025, FDA registered, DEA licensed, GMP compliant
1981 | Gamma and E-Beam irradiation validation (AAMI) - Bioburden method development, Bioburden recovery studies, Bioburden studies for dose setting |  | ISO 17025, FDA registered, DEA licensed, GMP compliant
1982 | Gamma and E-Beam irradiation validation (AAMI) - Bioburden method development, Bioburden recovery studies, Bioburden studies for dose setting |  | ISO 17025, FDA registered, DEA licensed, GMP compliant
1983 | Intrathecal Delivery Devices |  | ISO 17025, FDA registered, DEA licensed, GMP compliant
1984 | Microbial Identification |  | ISO 17025, FDA registered, DEA licensed, GMP compliant
1985 | Microbial Identification |  | ISO 17025, FDA registered, DEA licensed, GMP compliant
1986 | Package Integrity Testing - Microbial, immersion test, Dye leak test |  | ISO 17025, FDA registered, DEA licensed, GMP compliant
1987 | Water Chemical Testing - TOC, Conductivity, Nitrates |  | ISO 17025, FDA registered, DEA licensed, GMP compliant
1988 | Bacteria and mold identification |  | ISO 17025, FDA registered, DEA licensed, GMP compliant
1989 | Bacterial endotoxin |  | ISO 17025, FDA registered, DEA licensed, GMP compliant
1990 | Bacteriostasis and fungistasis |  | ISO 17025, FDA registered, DEA licensed, GMP compliant
1991 | Bioburden/microbial enumeration test |  | ISO 17025, FDA registered, DEA licensed, GMP compliant
1992 | Biological indicators (BIs) for sterility |  | ISO 17025, FDA registered, DEA licensed, GMP compliant
1993 | Container closure studies |  | ISO 17025, FDA registered, DEA licensed, GMP compliant
1994 | Custom Efficacy Testing |  | ISO 17025, FDA registered, DEA licensed, GMP compliant
1995 | Detection of Virus in Test Articles | 9 CFR 113.46; 9 CFR 113.47; 9 CFR 113.53; 21 CFR 210, 211 FDA Points to Consider in Characterization of Cell Lines Used to Produce Biologicals (1993); USP <1050>; USP <1237> | ISO 17025, FDA registered, DEA licensed, GMP compliant
1996 | Growth Promotion and Sterility Testing of Microbiological Media | USP <61>; USP <62>; USP <71>; USP <2021> | ISO 17025, FDA registered, DEA licensed, GMP compliant
1997 | High Level Disinfectants/Liquid Chemical Sterilants |  | ISO 17025, FDA registered, DEA licensed, GMP compliant
1998 | Media incubation and growth promotion |  | ISO 17025, FDA registered, DEA licensed, GMP compliant
1999 | Microbial Identification | USP <1113> | ISO 17025, FDA registered, DEA licensed, GMP compliant
2000 | Microbiological Examination of Non-Sterile Products: Pour Plate, Spread Plate, Membrane Filtration Methods and Microbial Enumeration Method Suitability | USP <61>; USP <2021> | ISO 17025, FDA registered, DEA licensed, GMP compliant
2001 | Microbiological Examination of Non-Sterile Products: Test for Specified Microorganisms for Escherichia coli, Salmonella, Pseudomonas aeruginosa, Staphylococcus aureus, Clostridia and Candida Albicans | USP <62> | ISO 17025, FDA registered, DEA licensed, GMP compliant
2002 | Nitrogen Purity Assay | USP-NF Monograph – Nitrogen EP Monograph 1247 | ISO 17025, FDA registered, DEA licensed, GMP compliant
2003 | Particulate analysis per USP |  | ISO 17025, FDA registered, DEA licensed, GMP compliant
2004 | Sterility testing - including rapid sterility with BacT/ALERT | USP <71> | ISO 17025, FDA registered, DEA licensed, GMP compliant
2005 | Virology Testing Services |  | ISO 17025, FDA registered, DEA licensed, GMP compliant
2006 | Water sampling and testing |  | ISO 17025, FDA registered, DEA licensed, GMP compliant
2007 | BacT/Alert® Rapid Sterility Testing |  | ISO 17025, FDA registered, DEA licensed, GMP compliant
2008 | Bacterial Endotoxins Test - Turbidimetric/Chromogenic Techniques - Test for Interfering Factors (Inhibition/Enhancement Test), Product Validation, Quantitative Product testing | USP <85> | ISO 17025, FDA registered, DEA licensed, GMP compliant
2009 | Biological Indicator Processing and Qualification |  | ISO 17025, FDA registered, DEA licensed, GMP compliant
2010 | Biological Indicators - Resistance Performance Tests - Total Viable Spore Count (Population Verification), Identification, Purity |  | ISO 17025, FDA registered, DEA licensed, GMP compliant
2011 | Classification of Air Cleanliness Certifications - Gas Analysis - USP/EP - Nitrogen; USP - Medical air; USP - Carbon dioxide; USP - Oxygen | ISO 14644-1, ISO 14644-2 | ISO 17025, FDA registered, DEA licensed, GMP compliant
2012 | Cleanroom Environmental Monitoring - Sample collection, Enumeration and reporting for viable and nonviable particles, Trained microbiologists |  | ISO 17025, FDA registered, DEA licensed, GMP compliant
2013 | Compressed air/gas sampling - Hydrocarbon, Water vapor, Viable and nonviable particles | USP <797>, USP <1116>, ISO 8573 | ISO 17025, FDA registered, DEA licensed, GMP compliant
2014 | Cosmetics - Aerobic Plate Count (APC) |  | ISO 17025, FDA registered, DEA licensed, GMP compliant
2015 | Cosmetics - Anaerobic Plate Count (Use only for Talcs and Powders) |  | ISO 17025, FDA registered, DEA licensed, GMP compliant
2016 | Cosmetics - Fungi (Yeast and Mold) Plate Count |  | ISO 17025, FDA registered, DEA licensed, GMP compliant
2017 | Disinfection Qualification - USP organisms, environmental isolates and viruses (Coupon Testing Using Immersion Recovery Method, Tube Dilution Method, AOAC Use Dilution Test, Time-Kill Studies, Fungicidal Activity Tests, AOAC Germicidal Spray Products Test, Use-dilution studies using coupons, In-house organisms efficacy studies, Custom disinfectant efficacy studies | USP <1072> | ISO 17025, FDA registered, DEA licensed, GMP compliant
2018 | EDUCATION/TRAINING - Aseptic Processing, Aseptic Water Sampling, Cleanroom Basics, Environmental Monitoring, Pharmaceutical Water Systems, cGMP, USP <797> Sterile Compounding, USP <800> Hazardous Drugs - Handling in Healthcare Settings, Cleaning and Disinfection | USP <797>, USP <800> | ISO 17025, FDA registered, DEA licensed, GMP compliant
2019 | Endotoxin Testing by LAL Method - Kinetic Turbidimetric, kinetc Chromogenic, Gel Clot |  | ISO 17025, FDA registered, DEA licensed, GMP compliant
2020 | Growth Promotion Testing of Media/Plates |  | ISO 17025, FDA registered, DEA licensed, GMP compliant
2021 | ICH Q2R1 Analytical Method Validation |  | ISO 17025
2022 | Identification and dissolution | USP <191>; USP <711> Apparatus 1 and 2 | ISO 17025, FDA registered, DEA licensed, GMP compliant
2023 | Method Suitability Tests |  | ISO 17025, FDA registered, DEA licensed, GMP compliant
2024 | Microbial Enumeration Tests - Bioburden Determination, Total Aerobic Microbial Count (TAMC), Total Yeast and Mold Count (TYMC) |  | ISO 17025, FDA registered, DEA licensed, GMP compliant
2025 | Microbiological Control and Monitoring of Aseptic Processing Environments - Clean Rooms - Full Service On-Site Environmental Monitoring; Incubation and Enumeration, Growth promotion Testing of Media/Plates; Cleanroom Validation Services (IQ/OQ/PQ) | USP <1116>; USP <797> | ISO 17025, FDA registered, DEA licensed, GMP compliant
2026 | Microbiological Examination of Nonsterile Products | USP <60> <61> <62> | ISO 17025, FDA registered, DEA licensed, GMP compliant
2027 | Molecular Cell Biology & Virology Testing - Bioproduct Safety Testing; Host cell protein analysis; Isoenzyme cell identity assay; SDS-Page (R) & SDS-Page (NR); ELISA; Immunoblotting |  | ISO 17025, FDA registered, DEA licensed, GMP compliant
2028 | Nutritional/Food Products - Method Development, Microbial limit test and Pathogen screening (USP), Water Chemical Testing |  | ISO 17025, FDA registered, DEA licensed, GMP compliant
2029 | Osmolality Testing​ |  | ISO 17025, FDA registered, DEA licensed, GMP compliant
2030 | Particulate Matter | USP <788> <787> <789> <790> | ISO 17025, FDA registered, DEA licensed, GMP compliant
2031 | Rapid Sterility Test using BacT/Alert® USP <71> Sterility Test - Method Suitability (Bacteriostasis and Fungistasis Testing); Sterility by Membrane Filtration; Sterility by Direct Inoculation | USP <71> | ISO 17025, FDA registered, DEA licensed, GMP compliant
2032 | Sterility Test - Method Suitability (Bacteriostasis and Fungistasis Testing), Sterility by Membrane Filtration, Sterility by Direct Inoculation | USP <71> | ISO 17025, FDA registered, DEA licensed, GMP compliant
2033 | Suitability of the Recovery Method (Neutralizer Validation), Product Testing per Compendial Product Category | USP <51> | ISO 17025, FDA registered, DEA licensed, GMP compliant
2034 | Swab sampling |  | ISO 17025, FDA registered, DEA licensed, GMP compliant
2035 | Tests for Burkholderia Cepacia Complex |  | ISO 17025, FDA registered, DEA licensed, GMP compliant
2036 | Tests for Specified Microorganisms |  | ISO 17025, FDA registered, DEA licensed, GMP compliant
2037 | Transport Media Analysis for Recovery Viruses and Chlamydia |  | FDA, DEA, ISO 17025, GMP/cGMP, GLP
2038 | USP, NF, IP, JP, EP Pharmacopeia test - Identification, Raw Material Analysis, Compendial Drug Product Release Testing |  | ISO 17025, FDA registered, DEA licensed, GMP compliant
2039 | USP-EU Water Testing - TOC (Total organic carbon), pH, USP Conductivity, EP Nitrates, Endotoxin, Bioburden | USP <791> | ISO 17025, FDA registered, DEA licensed, GMP compliant
2040 | Water Activity Determination for Nonsterile Pharmaceutical Products | USP <1112> | ISO 17025, FDA registered, DEA licensed, GMP compliant
2041 | Water Content | USP <921> | ISO 17025, FDA registered, DEA licensed, GMP compliant
2042 | Water for Pharmaceutical Purposes - Microbial Identification - Total Organic Carbon TOC, Conductivity, Bioburden, Endotoxin, Total Heterotrophic Plate Count, Coliform Test | USP <1231>; Standard Methods for the Examination of Water and Wastewater 9222; EPA Method 1604; USP <643>; USP <645> | ISO 17025, FDA registered, DEA licensed, GMP compliant
2043 | Water Sampling - Purified, WFI |  | ISO 17025, FDA registered, DEA licensed, GMP compliant
2044 | Disinfection Qualification - USP organisms, environmental isolates (Coupon Testing Using Immersion Recovery Method, Tube Dilution Method, AOAC Use Dilution Test, Time-Kill Studies, Fungicidal Activity Tests, AOAC Germicidal Spray Products Test, Use-dilution studies using coupons, In-house organisms efficacy studies, Custom disinfectant efficacy studies | USP <1072> | ISO 17025, FDA registered, DEA licensed, GMP compliant, GLP compliant, EPA regulated, FDA regulated
2045 | CHROMacademy |  | ISO 9001
2046 | Chromatography Consultancy |  | ISO 9001
2047 | On and off-site training courses/seminars for chromatography, mass spectrometry, and basic lab skills - including HPLC, GC, LC-MS and GC-MS |  | ISO 9001
2048 | Supplies - Bulk Silica and Reagents - Scavengers, Silica Gel, TLC Plates, E-PAK |  | ISO 9001
2049 | Supplies - Dissolution - Basket Shafts, Baskets, Calibration Tools, Cannula Filters, Capsule Sinkers, Paddles, Sampling Cannula, Spin Shaft Accessories, Vessel Covers, Vessels |  | ISO 9001
2050 | Supplies - Gas chromatography (GC) Columns - High/Low Polarity, Mid Polarity, PLOT, Retention Gaps, Specialty columns |  | ISO 9001
2051 | Supplies - Gas chromatography (GC) Supplies - Capillary Tubing, Detectors, Ferrules and connectors, Gas Management Supplies, GC-MS, Inlet liners and Seaing systems, Inlet Septa, Inlets, Intuvo Supplies, Samples Introduction, Standards, Syringes |  | ISO 9001
2052 | Supplies - Gas Generators - Carrier and Detector Gas for GC, ELSD & CAD, Laboratory Solutions, Nitrogen Generators for LCMS, Purge & Gas, TOC |  | ISO 9001
2053 | Supplies - High performance liquid chromatography (HPLC) Columns - Analytical, Biochromatography, Chiral, Column Hardware, SFC, GPC-SEC, Glass Columns, Capillary - Microbore, SemiPrep, Ion Chromatography |  | ISO 9001
2054 | Supplies - High performance liquid chromatography (HPLC) Supplies - Autosampler Parts & Supplies, Bio-inert Supplies, Capillaries and Fittings, Chip LC, Column Compartment (TCC) Supplies, Pump Parts, Lamp and Detector Parts, Solvent Management, Standards and Reagents, Valves, LC-MS Supplies, Fraction Collectors, Syringes, Maintenance Kits and Tools, Laboratory Instrument Benches |  | ISO 9001
2055 | Supplies - Sample Preparation Supplies - Filtration, Flash Cartridges, Manifolds and Accessories, QuEChERS, Sample Concentrators, Sealing Mats, and Webbing, Solid Phase Extraction (SPE), SPE Accessories, SPME Fibers, Supprted Liquid Extraction (SLE), Well plates |  | ISO 9001
2056 | Supplies - Spectroscopy - AA Supplies, Fluorescence Supplies, FTIR Supplies, ICP-MS Supplies, ICP-OES Supplies, MP-AES Supplies, UV-Vis and UV-Vis-NIR Supplies |  | ISO 9001
2057 | Supplies - Vials and Closures - Autosampler Vials, Headspace Vials and Caps, Speciality Vials and Caps, Vial Accessories, Vial Caps and Septa, Vial identification system, Vial Inserts, Vial Kits |  | ISO 9001
2058 | Technical Support Department - Recommend and source the best column for your separation using vendor neutral scientific databases; Recommend equivalent columns; Be on hand to solve any problems which arise from products that we supply you; Provide you with an application from the thousands within our database; Help you to troubleshoot problems with your separations; Help you solve problems with your instrument and supply you with the relevant parts to fix your issue |  | ISO 9001
2059 | Acid Insoluable | Laboratory Developed Method | n/a
2060 | Carbon Gradient - OE |  | n/a
2061 | Chloride | Laboratory Developed Method | n/a
2062 | Combustion Analysis (LECO) | ASTM E1019, ASTM E1941 | ISO 17025, GE S400
2063 | Direct Current Plasma - DCP | ASTM E1097 | ISO 17025, GE S400, Nadcap AC7101/2
2064 | Electrochemical Deposition Wet Chemistry | ASTM E53 | ISO 17025
2065 | Graphite Furnace Atomic Absorption (GFAA) | ASTM E1184 | Nadcap AC7101/2
2066 | Gravimetric Wet Chemistry | ASTM E478 | ISO 17025, GE S400, Nadcap AC7101/2
2067 | Inductively Coupled Plasma - ICP | ASTM E1479, ASTM E2594 | ISO 17025, GE S400, Nadcap AC7101/2
2068 | Inert Gas Analysis - IGA (LECO) | ASTM E1019, ASTM E1409, ASTM E1447 | ISO 17025, GE S400
2069 | Optical Emission Spectroscopy - OES | ASTM E415, ASTM E1086, ASTM E1251 | ISO 17025, GE S400, Nadcap AC7101/2
2070 | Porosity Analysis/Oil Content | ASTM B328 | n/a
2071 | Spectro analysis (chemistry) of weld |  | ISO 17025
2072 | Spectro/Semi-Quantitative Analysis |  | n/a
2073 | X-Ray Fluorescence Spectrometry - XRF (no powders; no surface analysis, chemistry only) | ASTM E322, ASTM E539, ASTM E572, ASTM E1085, ASTM E1621 | ISO 17025, GE S400, Nadcap AC7101/2
2074 | Coating & Plating Adhesion (Cohesion) | ASTM B571 (Less Sec. 6 & 10), ASTM C633, ASTM D3359, ASTM E290 | ISO 17025
2075 | Coating Weight Analysis | ASTM A90 | ISO 17025
2076 | Tensile Testing - Coatings | ASTM F1147 | ISO 17025
2077 | Exfoliation Corrosion Susceptibility | ASTM G34 | ISO 17025, GE S400
2078 | Exfoliation Corrosion Susceptibility | ASTM G66, ASTM G112 | ISO 17025
2079 | Intergranular Attack - Intergranular Corrosion (IGA - IGO) | ASTM A262 (Practice A & E), ASTM A763 (Practice W, X, Y, Z), ASTM G28 (Method A), ASTM G110, ASTM F2111 | ISO 17025, GE S400, Nadcap AC7101/4
2080 | Pitting Corrosion - Crevice Corrosion | ASTM G46 | ISO 17025, GE S400
2081 | Salt Spray (Fog) Testing | ASTM B117, ASTM D1654; GM4298P | ISO 17025
2082 | Sensitization | ASTM A262 | n/a
2083 | Brinell Hardness Testing | ASTM A370, E10 | ISO 17025, GE S400, Nadcap AC7101/5
2084 | Knoop & Vickers Microhardness Testing | ASTM B578, ASTM E384 | ISO 17025, GE S400, Nadcap AC7101/4
2085 | Rockwell Hardness & Superficial Hardness | ASTM A370, E18 | ISO 17025, GE S400, Nadcap AC7101/5
2086 | Bend Testing - Welded Samples | ASTM A370, ASTM E290, ASTM E190 | ISO 17025, Nadcap AC7101/3
2087 | Charpy Impact Testing | ASTM A370, ASTM A923, ASTM E23 | ISO 17025, GE S400, Nadcap AC7101/3
2088 | Creep & Stress Rupture Testing | ASTM E139, ASTM E292 | ISO 17025, GE S400, Nadcap AC7101/3
2089 | Elevated Tensile Testing - Metals | ASTM E21 | ISO 17025
2090 | End Quench Hardenability - Jominy | ASTM A255; SAE J406 | ISO 17025
2091 | Hydrogen Embrittlement Testing - Sustained Load | ASTM F519 | ISO 17025
2092 | IZOD Impact Testing | ASTM E23 | ISO 17025, Nadcap AC7101/3
2093 | Load Test |  | n/a
2094 | Load Testing of Metallic Products (Welds, Assemblies) |  | ISO 17025
2095 | Peel Test |  | n/a
2096 | Plastic Strain Ratio - R Value | ASTM E517 | ISO 17025, GE S400
2097 | Subsize Tensile Testing |  | ISO 17025
2098 | Tensile Strain-Hardening Exponents - N Value | ASTM E646 | ISO 17025, GE S400
2099 | Tensile Testing - Metals | ASTM A370, ASTM B557, ASTM E8, ASTM E345, ASTM F1147 | ISO 17025, GE S400, Nadcap AC7101/3
2100 | Tension (Tensile) Testing - Metals & Welds |  | ISO 17025
2101 | Acid Etch (Weld) |  | n/a
2102 | Alpha Case Evaluation | GEAE P3TF19, GEAE P3TF32; PW MCLM E142 | ISO 17025, GE S400, Nadcap AC7101/4
2103 | Beta Transus |  | n/a
2104 | Bond Integrity / Oxide Content / Cracking | GEPG P16B-AG11; PW MCLM E53 | ISO 17025
2105 | Bradealloy |  | n/a
2106 | Carburization | AMS 2759 | Nadcap AC7101/4
2107 | Case Depth | AMS-H-6875; SAE J423, ARP 1820B | ISO 17025
2108 | Case Depth (Visual & Traverse) |  | n/a
2109 | Casting Evaluation |  | n/a
2110 | Coating / Plating Thickness | ASTM B487 | ISO 17025
2111 | Delta Ferrite AMS 2315 | AMS 2315 | n/a
2112 | Depth of Decarburization | AMS-H-6875; ASTM E1077; SAE J121, AMS 2759 | ISO 17025
2113 | Detecting Detrimental Intermetallic Phase | ASTM A923 | ISO 17025, GE S400
2114 | Eutectic Melting |  | n/a
2115 | Grain Size - GE E50TF133 | GE E50TF133 | n/a
2116 | Grain Size - Grain Structure | ASTM E112, ASTM E883, ASTM E930, ASTM E1181 | ISO 17025, GE S400
2117 | Inclusion Content/ Inclusion Rating | ASTM E45; SAE J422 | ISO 17025
2118 | Macroetching | ASTM A604, ASTM E340, ASTM E381 | ISO 17025, Nadcap AC7101/4
2119 | Macroscopic & Microscopic Examination of Welds |  | ISO 17025
2120 | McQuaid Ehn |  | n/a
2121 | Mercurous Nitrate Testing | ASTM B154 | ISO 17025
2122 | Metallographic Sample Preparation | ASTM E3 | ISO 17025
2123 | Metallurgical Evaluation of Welder / Welding Operator Qualifications |  | Nadcap AC7101/13
2124 | Microetching | ASTM E407 | ISO 17025
2125 | Microstructure Evaluation | ASM Metals Handbook (Volume 7, 8th Edition); NAS 4002, NAS 4004 | ISO 17025
2126 | Near Surface Examinations – Alloy Depletion |  | Nadcap AC7101/4
2127 | Near Surface Examinations – Casting (Mold) Reactions |  | Nadcap AC7101/4
2128 | Near Surface Examinations – Nitriding | AMS 2759 | Nadcap AC7101/4
2129 | Near Surface Examinations – Oxidation/Corrosion |  | Nadcap AC7101/4
2130 | Oxidation 4 cycle heat treat |  | n/a
2131 | Recast - PWA |  | n/a
2132 | Recast / Re-melt | Internal SOP | ISO 17025
2133 | Recast Evaluation - EDM |  | n/a
2134 | Second Phase Constituent Content - Automatic Image Analysis | ASTM E1245 | ISO 17025
2135 | Surface Discontinuities | SAE J123 | ISO 17025
2136 | Surface Finish | SAE J448 | ISO 17025
2137 | Surface Passivation | AMS-STD-753 | ISO 17025, GE S400
2138 | Trad Machining Evaluation | aka conventional machining evaluation; Rolls Royce CME 5043 grinding assessment | n/a
2139 | Visual Examination of Welds |  | ISO 17025
2140 | Visual Inspection (105) |  | n/a
2141 | Visual Peel Inspection |  | n/a
2142 | Weld Hardness & Microhardness Testing |  | ISO 17025
2143 | Weld metallurgical defect analysis | AWS D17.1/D17.1M, Rolls Royce EIS 1200AC, Pratt & Whitney MCLM E-28 | ISO 17025
2144 | Specimen Heat Treatment |  | Nadcap AC7101/9
2145 | Standard Specimen Machining |  | Nadcap AC7101/7
2146 | ASME IX Fillet |  | n/a
2147 | Spot weld | AMS-STD-1595, MIL-STD-1595A | ISO 17025
2148 | Weld & Welder Qualification & Analysis | ASME Section IX, ASME BPVC.IX, GE Aviation P8TF3, GE Specification No. S-SPEC-1075, GE M50T1A, GE Electron Beam Welding GSSE-011C, GE Specification No. S-SPEC-1075, GE Power Process Specification P3C-AG68, GE Power Process Specification P8G-AG14, Boeing BAC 5962D PSD 6-27, Rolls-Royce Specification Number EPS 14530, Rolls Royce EIS 1200AC, Pratt & Whitney MCLM E-28, Pratt & Whitney VIS-109G, Pratt & Whitney MCLM J-37, Pratt & Whitney Canada CPW 24, Safran Snecma DMF 90000-01, Snecma DMP 43-001 Index C Class J2 | n/a
2149 | Weld Inspection, Certified by CWI | ASME Section IX, ASME BPVC.IX-2017, AWS D1.1, AWS D1.2, AWS B2.1, AWS D1.3, AWS D1.5, AWS D1.6, AWS D9.1, AWS D10.9, AWS D17.1 | ISO 17025
2150 | Weld Process Improvement |  | n/a
2151 | Welder Certification / Weld Procedure Testing (Visual, Mechanical) | ASME Section IX; AWS D1.1, AWS D1.2, AWS B2.1, AWS D1.3, AWS D1.5, AWS D1.6, AWS D9.1, AWS D10.9, AWS D17.1; MIL-STD- 248D; NAVSEA S 9074-AQ-GIB-010/248, Boeing DPS 10.305, ASME Section IX, ASME BPVC.IX-2017 | ISO 17025
2152 | Connected Technology - Wireless Device Qualification - 2G/3G/4G Carrier Acceptance | VzW LTE B13 Supplementary RF Conformance; VzW LTE 3GPP Carrier Aggregation Suppl. RF; VzW LTE B2 Supplementary RF; VzW LTE B4 Supplementary RF; VzW LTE B5 Supplementary RF; VzW LTE B13 Supplementary RRM,VzW LTE Data Retry; VzW LTE B13 Supplementary Signaling Conformance; VzW LTE B13 Data Throughput; VzW LTE 13 Data Retry; VzW LTE SMS; VzW Device-UICC_USIM-ISIM; VzW AT Command; VzW LTE B4 Data Throughput; VzW LTE IMS Registration and Retry; VzW LTE CMAS; VzW LTE PCO; VzW LTE Interband (RRM and Protocol); VzW Multiband Suppl. Signaling; VzW IMS VoIP; VzW Rich Communication Services; VzW E911 for LTE Only or MM VoLTE Capable Devices; VzW hVoLTE; VzW eMBMS; VzW LTE OTADM Test Plan; VzW MultiMode Data Retry; VzW LTE MultiMode-Messaging Test Plan; VzW Voice over Wi-Fi; VzW SIB8 1xRTT Channel Broadcast Test Plan; VzW VoIP and Video Telephony Performance Test Plan; VzW LTE IMS-less Supplementary Signaling Test Plan; VzW CDMA-Less 3GPP MMDR Test Plan; VzW CDMA-less Service Fall Back Test Plan; VzW IMS Roaming Test Plan; VzW LTE Multi-Band Data Throughput Test Plan; VzW RTCP-XR Test Plan; T-Mobile LTE Protocol; T-Mobile UMTS Protocol; T-Mobile GSM Protocol; T-Mobile AGPS Performance; T-Mobile Supplementary RF; T-Mobile Data Performance; T-Mobile Lab Conformance; Sprint Safe for Network; Sprint Lab Conformance; GCF-TS027 e1xCSFB Conformance Test Specification; GCF-TS28 LTE-CDMA2000 Inter-Radio Access Technology Conformance Test Specification | ISO 17025
2153 | Connected Technology - Wireless Device Qualification - 2G/GSM/GERAN 2 | ETSI TS 151 010-1; 3GPP TS 51.010-1; ETSI TS 151 010-2; 3GPP TS 51.010-2; ETSI TS 151 010-4; 3GPP TS 51.010-4; ETSI TS 151 010-5; 3GPP TS 51.010-5; ETSI EN 301 511; ETSI EN 301-908-2; ETSI EN301-908-13; PTCRB NAPRD03; PTCRB PPMD; GCF-CC; AS/CA S042.1; AS/ACIF S042.3 | ISO 17025
2154 | Connected Technology - Wireless Device Qualification - 3G/WCDMA/UTRA | 3GPP TS 31.121; 3GPP TS 31.124; 3GPP TS 34.121-1; 3GPP TS 34.121-2; 3GPP TS 34.123-1; 3GPP TS 34.123-2; 3GPP TS 34.123-3; ETSI TS 102 230; PTCRB NAPRD03; PTCRB PPMD; GCF-CC | ISO 17025
2155 | Connected Technology - Wireless Device Qualification - 4G/LTE/E-UTRA | 3GPP TS 36.521-1; 3GPP TS 36.521-2; 3GPP TS 36.521-3; 3GPP TS 36.523-1; 3GPP TS 36.523-2; 3GPP TR 37.901; PTCRB NAPRD03; PTCRB PPMD; GCF-CC; GSMA TS.34; GSMA TS.35 | ISO 17025
2156 | Connected Technology - Wireless Device Qualification - Field Trials | VzW LTE OTADM Test Plan; VzW UICC Activation Using LIVE Card Test Plan; VzW Class 3 APN Management Test Plan | ISO 17025
2157 | Connected Technology - Wireless Device Qualification - IMS | 3GPP TS 34.229-1; 3GPP TS 34.229-2 | ISO 17025
2158 | Connected Technology - Wireless Device Qualification - Location Based Services | 3GPP TS 37.571-1; 3GPP TS 37.571-2; 3GPP TS 37.571-3; 3GPP TS 34.171; OMA-ETS-SUPL | ISO 17025
2159 | Electromagnetic compatibility of multimedia equipment - Immunity requirements | CISPR 35 (2016) | ISO 17025
2160 | [ETSI EN 301 489-29 V2.1.1 (2016-12)] ElectroMagnetic Compatibility (EMC) standard for radio equipment and services; Part 29: Specific conditions for Medical Data Service Devices (MEDS) operating in the 401 MHz to 402 MHz and 405 MHz to 406 MHz bands; Harmonised Standard covering the essential requirements of article 3.1(b) of Directive 2014/53/EU | ETSI EN 301 489-29 V2.2.1 (2019-04) | ISO 17025
2161 | 4G LTE Testing and Certification - FCC and ISED Equipment |  | n/a
2162 | Assessment of electronic and electrical equipment related to human exposure restrictions for electromagnetic fields (0 Hz to 300 GHz) | EN IEC 62311 (2020) | ISO 17025
2163 | Coast and Ship Station Equipment Operating in the Maritime Service in the Frequency Range 1605-28000 kHz | RSS-181, Issue 2 (August 2019) +A1 (2020) | ISO 17025
2164 | Electromagnetic compatibility (EMC) - Industrial trucks | EN 12895 (2000) | ISO 17025
2165 | Electromagnetic compatibility (EMC) - Particular requirements. Test configurations, operational conditions and performance criteria for EMC unprotected applications | EN 61326-2-1 (2006-05) | ISO 17025
2166 | Electromagnetic compatibility (EMC) - Particular requirements. Test configurations, operational conditions and performance criteria for portable test, measuring and monitoring equipment used in low-voltage distribution systems | EN 61326-2-2 (2013) | ISO 17025
2167 | Electromagnetic compatibility (EMC) - Standard for Radio Equipment and Services; Part 1: Common Technical Requirements | ETSI EN 301 489-1 V 1.8.1 (2008-04); ETSI EN 301 489-1 V1.9.2 (2011-09) | ISO 17025
2168 | Electromagnetic compatibility (EMC) - (ERM); Base Stations (BS), Repeaters and User Equipment (UE) for IMT-2000 ThirdGeneration cellular networks; Part 11: Hannonized EN for IMT-2000, CDMA Direct Spread (UTRA FDD) (Repeaters) covering the essential | ETSI EN 301 908-11 V5.2.1 (2011-07); ETSI EN301 908-13 V4.2.1 (2010-03) | ISO 17025
2169 | Electromagnetic compatibility (EMC) - (ERM); ElectroMagnetic Compatibility (EMC) standard for radio equipment; Part 17: Specific conditions for Broadband Data Transmission Systems | ETSI EN 301 489-17 V2.2.1 (2012-09) | ISO 17025
2170 | Electromagnetic compatibility (EMC) - (ERM); Radio equipment in the frequency range 9 kHz to 315 kHz for Ultra Low Power Active Medical Implants (ULP-AMJ) and accessories; Part 2: Harmonized EN covering essential requirements of article 3 .2 of the R& TIE Directive | ETSI EN 302 195-2 V 1.1.1 (2004-03) | ISO 17025
2171 | Electromagnetic compatibility (EMC) - (ERM); Short Range Devices (SRD); Radio equipment to be used in the 25 MHz to 1 000 MHz frequency range with power levels ranging up to 500 mW; Part 2: Harmonized EN covering essential requirements under article 3.2 of the R&TTE Directive | ETSI EN 300 220-2 V2.4.1 (2012-05); EN 300 422-1 V2.1.1 | ISO 17025
2172 | Electromagnetic compatibility (EMC) - (ERM); Standard for radio equipment and services; Part 23: Specific conditions for IMT-2000 CDMA Direct Sp | ETSI EN 301 489-23 v l.5.1 (2011-11) | ISO 17025
2173 | Electromagnetic compatibility (EMC) - (ERM); standard for radio equipment and services; Part 24: Specific conditions for IMT-2000 CDMA Direct Spread (UTRA and E-UTRA) for Mobile and portable (UE) radio and ancillary equipment | ETSI EN 301 489-24 vl.5.1 (2010-10) | ISO 17025
2174 | Electromagnetic compatibility (EMC) - 1.6/2.4 GHz Satellite Personal Communications Networks (S-PCN) Mobile Earth Stations (MESs) Technical Requirements and Type Approval Guidelines | IS 2019-0 (September 9, 1998); IS 2019-0 (May 9, 2012) | ISO 17025
2175 | Electromagnetic compatibility (EMC) - 2 GHz Licence-Exempt Persona[ Communications Services (LE-PCS) Devices | RSS-213, Issue 3 (March 2015) | ISO 17025
2176 | Electromagnetic compatibility (EMC) - 2 GHz Personal Communications Services | RSS-133, Issue 6 (Janauary 2013) | ISO 17025
2177 | Electromagnetic compatibility (EMC) - 2.4GHz Radio-frequency Telecommunications Terminal Equipment Technical Specification | RTIE01(2007) | ISO 17025
2178 | Electromagnetic compatibility (EMC) - 4-11: Testing and measmement techniques - Voltage dips, short interruptions and voltage variations immunity tests | EC 61000-4-11, Ed. 2 (2004-03) & EN 61000-4-11 | ISO 17025
2179 | Electromagnetic compatibility (EMC) - 900 MHz Narrowband Personal Communication Service | RSS-134, Issue 2 (February 5, 2016) | ISO 17025
2180 | Electromagnetic compatibility (EMC) - AC Wire Carrier Current Devices (Unintentional Radiators) | ICES-006 Issue 2 (2009) | ISO 17025
2181 | Electromagnetic compatibility (EMC) - Access Broadband Over Power Line (Access BPL) Intentional Radiators in 47 CFR FCC Part 15, Subpart G | ANSI C63.10 (2013) | ISO 17025
2182 | Electromagnetic compatibility (EMC) - Active implantable medical devices - EMC test Protocols for Implatable cardiac pacemakers and implantable cardioverter devibrillators | ANSl/AAMI PC69:2007; (Sections 4.8 and 4.9 only) | ISO 17025
2183 | Electromagnetic compatibility (EMC) - Active implantable medical devices. Particular requirements for active implantable medical devices intended to treat tachyarrhythmia (includes implantable defibrillators) - Clause 24 (ESD) and 27 (Immunity) | EN 45502-2-2 (2008), Clause 24 and Clause 27 | ISO 17025
2184 | Electromagnetic compatibility (EMC) - Advanced Wireless Services (A WS) Equipment Operating in the Bands 1710-1 780 MHz and 2110-2180 MHz | RSS-139, Issue 3 (July 2015) | ISO 17025
2185 | Electromagnetic compatibility (EMC) - Agreement ofVCCI Council -Technical Requirements: V-3/2014.04 (including radiated disturbance > I GHz) | Agreement ofVCCI V-3 (2014.04); Agreement of VCCl V-3 (2015.04) | ISO 17025
2186 | Electromagnetic compatibility (EMC) - Alarm systems - Part 4. Electromagnetic compatibility - Product family standard: Immunity requirements for components of fire, intruder and social alarm systems | EN 50130-4(1995)+A1 ( 1998) & A2(2003) | ISO 17025
2187 | Electromagnetic compatibility (EMC) - Alarm systems. Electromagnetic compatibility. Product family standard. Lmrmmity requirements for components of fire, intruder, hold up, CCTV, access control and social alarm systems | EN 50130-4 (2011) | ISO 17025
2188 | Electromagnetic compatibility (EMC) - Amateur Radio Service in 47 CFR FCC Part 97 | TIA/EIA 603-D (20 I 0) with 47 CFR FCC Part 2 | ISO 17025
2189 | Electromagnetic compatibility (EMC) - American National Standard for Compliance Testing of Transmitters Used in Licensed Radio Services | ANSI C63.26 (2015) | ISO 17025
2190 | Electromagnetic compatibility (EMC) - American National Standard for Testing Unlicensed Wireless Devices | ANSI C63.10-2009 | ISO 17025
2191 | Electromagnetic compatibility (EMC) - Base Stations, Repeaters and User Equipment for IMT-2000 Third-Generation cellular networks; Part 1: Harmonized EN for IMT-2000, introduction and common requirements, covering essential requirements of article 3 .2 of the R& TTE Directiv | ETSI EN 301 908-1 V5.2. 1 (2011-05); EN 301 908-1 V6.2.1 (2013-04) | ISO 17025
2192 | Electromagnetic compatibility (EMC) - Base Stations, Repeaters and User Equipment for IMT-2000 Third-Generation cellular networks; Part 2: Harmonized EN for lMT-2000, CDMA Direct Spread (UTRA FDD) (UE) covering essential requirements of article 3.2 of the R&TTE Directive | ETSI EN 301 908-2 V5.2.1 (2011-07) | ISO 17025
2193 | Electromagnetic compatibility (EMC) - Broadband Radio Access Networks (BRAN); 5 GHz high performance RLAN; Harmonized EN covering essential requirements of article 3.2 of the R&TTE Directive | ETSI EN 301 893 V1.5.1:2008; ETSI EN 301 893 V1.6.1 (2011-11); ETSI EN 301 893 V1.7.1 (2012-06) ; ETSI EN 301 893, V1.8.1 (2015-03) | ISO 17025
2194 | Electromagnetic compatibility (EMC) - Cellular Telephone Systems Operating in the Bands 824-849 MHz and 869-894 MHz | RSS-132, Issue 3 (January 2013) | ISO 17025
2195 | Electromagnetic compatibility (EMC) - Citizens Broadband Radio Services in 47 CFR FCC Part 96 | TINElA 603-D (2010) with 47 CFR FCC Part 2 | ISO 17025
2196 | Electromagnetic compatibility (EMC) - COMPLIANCE MEASUREMENT PROCEDURES FOR UNLICENSED-NATIONAL INFORMATION INFRASTRUCTURE DEVICES OPERA TING IN THE 5250-5350 MHz AND 5470-5725 MHz BANDS INCORPORATING DYNAMIC FREQUENCY SELECTION | FCC KDB 905462 (May 15, 2015); FCC KDB 905462 (April 8, 2016) | ISO 17025
2197 | Electromagnetic compatibility (EMC) - Conducted Emissions, Voltage Flicker | lEC/EN 61000-3-3 (1995) + Al (2001) + A2 (2005) | ISO 17025
2198 | Electromagnetic compatibility (EMC) - Conformity Assessment Procedure for Electromagnetic Susceptibility (K only) | KN 60601-1-2 (Annex 2), RRA 2012-22, K only (Jun. 28, 2012); KN 60601-1-2 (Annex 2), RRA 2013-25, K only (Jun. 17, 2013) | ISO 17025
2199 | Electromagnetic compatibility (EMC) - Conformity Assessment Procedure for Electromagnetic Susceptibility; with KN 14-2 (Annex 4 ); K only | KN 14-2 (Annex 4) RRA Announce 2013-25(June 17, 2013) | ISO 17025
2200 | Electromagnetic compatibility (EMC) - Conformity Assessment Procedure of Radio Equipment (K only) | RRA Announce 2011-32, K only (Dec 27, 2011); RRA Announce 2015-135 (Jan. 5, 2016); K only; RRA Announce 2015-81 (Sep. 30, 2015); Korea only; RRA Announce 2013-33, (Jul 26, 2013); Korean only | ISO 17025
2201 | Electromagnetic compatibility (EMC) - Devices using Ultra-Wideband (UWB) Technology | RSS-220, Issue 1 (March 2009) | ISO 17025
2202 | Electromagnetic compatibility (EMC) - Digital Transmission Systems (DTSs), Frequency Hopping Systems (FHSs) and LicenceExempt Local Area Network (LE-LAN) Devices | RSS-247, Issue 1 (May2015) | ISO 17025
2203 | Electromagnetic compatibility (EMC) - Electrical equipment for measurement, control and laboratory use | EN 61326-1(2006); EN 61326-1 (2013) | ISO 17025
2204 | Electromagnetic compatibility (EMC) - Electrical equipment for measurement, control and laboratory use - EMC requirements -Part I: General requirements | IEC 61326-1 Ed. 2.0 (2012) | ISO 17025
2205 | Electromagnetic compatibility (EMC) - Electrical equipment for measurement, control and laboratory use - Part 3-1: Immunity requirements for safety-related systems and for equipment intended to perfonm safety-related functions (functional safety) - General industrial application | IEC 61326-3-1 (2008) | ISO 17025
2206 | Electromagnetic compatibility (EMC) - Electrical equipment for measurement, control and laboratory use. EMC requirements Particular requirements. Test configuration, operational conditions and performance criteria for transducers with integrated or remote signal conditioning | EN 61326-2-3 (2013) | ISO 17025
2207 | Electromagnetic compatibility (EMC) - Electrical equipment for measurement, control and laboratory use. EMC requirements Particular requirements. Test configuration, operational conditions and performance criteria for transducers with integrated or remote signal conditioning | EN 61326-2-3 (2013) | ISO 17025
2208 | Electromagnetic compatibility (EMC) - Electrical equipment for measurement, control and laboratory use. Particular requirements. In vitro diagnostic (IVD) medical equipment | EN 61326-2-6 (2013) | ISO 17025
2209 | Electromagnetic compatibility (EMC) - Electrical Safety - General Criteria for Network Telecommunications Equipment | GR-1089-CORE, Issue 4 (June 2006) | ISO 17025
2210 | Electromagnetic compatibility (EMC) - Electromagnetic compatability (EMC) - Part 3-2: Limits - Limits for harmonic current emissions (equipment input current <=16 A per phase) | IEC 61000-3-2, Ed. 3.0 (2005-11); EC 61000-3-2, Ed. 3.0 (2005) +A1 (2008) +A2 (2009); EN 61000-3-2 (2006) +Al (2009) + A2 (2009); EN 61000-3-2 (2006); EN 61000-3-2 (2014); IEC 61000-3-2 Ed. 3.2 (2009); IEC 61000-3-2, Ed. 4.0 (2014-05); EN 61000-3-3, Ed. 2.0 (2008-09); EN 61000-3-3 (2013); lEC 61000-3-3 Ed. 2.0 (2008); lEC 61000-3-3 Ed. 3.0 (2013-05) | ISO 17025
2211 | Electromagnetic compatibility (EMC) - Electromagnetic compatibility . Requirements for household appliances, electric tools and similar apparatus. Immunity | EN 55014-2 (1997) +Al (2001) + A2 (2008) | ISO 17025
2212 | Electromagnetic compatibility (EMC) - Electromagnetic compatibility of multimedia equipment - Emission requirements | CISPR 32, Ed. 1 (2012-01); EN 55032 (2012-05); AS/NZS CISPR 32 (2013); CISPR 32 (2015); AS/NZS CISPR 32 (2015) | ISO 17025
2213 | Electromagnetic compatibility (EMC) - Electromagnetic compatibility of multimedia equipment - Immunity Requirements | KN 35:2015 (Annex 15) | ISO 17025
2214 | Electromagnetic compatibility (EMC) - Electromagnetic compatibility of multimedia equipment. Emission requirements | EN 55032 (2012-05) | ISO 17025
2215 | Electromagnetic compatibility (EMC) - Electromagnetic compatibility of multimedia equipment. Emission requirements | EN 55032 (2015) + AC (2016) | ISO 17025
2216 | Electromagnetic compatibility (EMC) - Electromagnetic Disturbance Characteristics of Industrial, Scientific, and Medical (ISM) Radio-Frequency Equipment | HKCA 1007, Issue 5 (March 2012) | ISO 17025
2217 | Electromagnetic compatibility (EMC) - Electromagnetic Disturbance Characteristics of Industrial, Scientific, and Medical (ISM) Radio-Frequency Equipment | HKTA 1007, Issue 5 (March 2012) | ISO 17025
2218 | Electromagnetic compatibility (EMC) - Emergency Alert System (EAS) | ANSI C63.4 (2009) with FCC Method - 47 Part 11. | ISO 17025
2219 | Electromagnetic compatibility (EMC) - Emergency Position Indicating Radio Beacons (EPIRB), Emergency Locator Transmitters (ELT), Personal Locator Beacons (PLB), and Maritime Survivor Locator Devices (MSLD) | RSS-287, Issue 2 (March 6, 2014) | ISO 17025
2220 | Electromagnetic compatibility (EMC) - Equipment to be subject of Test Procedure for Electromagnetic Field Strength and Specific Absorption Rate; Korea only | MSlP Public Notification 2015-17 (Mar. 25 2015); K only | ISO 17025
2221 | Electromagnetic compatibility (EMC) - Equipment to be subject of Test Procedure for Electromagnetic Field Strength and Specific Absorption Rate; Korean only | MSIP Public Notification 2015- 17 (Mar 25, 2015); K only; KCC Public Notification 2011-10, K only (Jan. 26, 201 l) | ISO 17025
2222 | Electromagnetic compatibility (EMC) - ERM standard for radio equipment and services; Part 29: Specific conditions for Medical Data Service Devices (MEDS) operating in the 401 MHz to 402 MHz and 405 MHz to 406 MHz bands | EN 301 489-29 V1.1. 1 | ISO 17025
2223 | Electromagnetic compatibility (EMC) - ERM; Cordless Audio Devices in the Range 25 MHz to 2,000 MHz. Part 2: Harmonized EN covering essential requirements of3.2 of the R&TIE Directive | ETSI EN 301 357-2 v 1.4.1 (2007-12) | ISO 17025
2224 | Electromagnetic compatibility (EMC) - ERM; Cordless Audio Devices in the Range 25 MHz to 2,000 MHz; Part 1: Technical Characteristics and Test Methods | ETSI EN 301 357-1 V1.4.1 (2008-11) | ISO 17025
2225 | Electromagnetic compatibility (EMC) - ERM; EMC standard for radio equipment and services; Part 27: Specific conditions for Ultra Low Power Active Medical Implants (ULP-AMT) and related peripheal devices (ULP-AMI-P) | ETSI EN 301 489-27 V1.1.1 (2004-06) | ISO 17025
2226 | Electromagnetic compatibility (EMC) - ERM; EMC standard for radio equipment and services; Part 9: Specific conditions for wireless microphones, similar Radio Frequency (RF) audio link equipment, cordless audio and in-ear monitoring devices | ETSI EN 301 489-9 v 1.4.1 (2007-11) | ISO 17025
2227 | Electromagnetic compatibility (EMC) - ERM; Land Mobile Service: Radio equipment for analogue and/or digital communication and operating on narrow band channels and having an antenna connector; Part l: Technical characteristics and methods of measurement | ETSI EN 301 166-1 V1.3.2 (2009-11) | ISO 17025
2228 | Electromagnetic compatibility (EMC) - ERM; Land Mobile Service; Radio equipment for analogue and/or digital communication and operating on narrow band channels and having an antenna connector; Part 2: Harmonized EN covering essential requirements wider article 3.2 of the R&TIE | ETSI EN 301 166-2 V1.2.2 (2008-08); ETSI EN 301 166-2 V 1.2.3 | ISO 17025
2229 | Electromagnetic compatibility (EMC) - ERM; Radio equipment in the frequency range 402 MHz to 405 MHz for Ultra Low Power Active Medical Implants and Accessories; Part 2: Harmonized EN covering essential requirements of article 3.2 of the R&TTE Directive | ETSI EN 301 839-2, v 1.2.1 (2007-07); ETSI EN301 839-1 V1.3.1 (2009-10); ETSI EN301 839-2 v 1.3.1 | ISO 17025
2230 | Electromagnetic compatibility (EMC) - ERM; Radio equipment in the frequency range 9kHz to 315kHz for Ultra Low Power Active Medical Implants (ULP-AMT) and accessories; Part I: Technical characteristics and test methods | EN 302 195-1 V1.1.1 (2004-03) | ISO 17025
2231 | Electromagnetic compatibility (EMC) - ERM; RF Identification Equipment operating in the band 865 MHz 868 MHz with power levels up to 2 W; Part 1: Technical requirements and methods of measurement | ETSI EN 302 208-1 V 1.3 .1 (2010-02); ETSI EN 302 208-1 V1.4.1 (2011-11) | ISO 17025
2232 | Electromagnetic compatibility (EMC) - ERM; RF Identification Equipment operating in the band 865 MHz 868 MHz with power levels up to 2 W; Part 2: Hannonized EN under Article 3.2 of the R&TTE Directive | EN 302 208-2 v1 .2.1 (2008-04); ETSI EN 302 208-2 V 1.4.1 (2011-11) | ISO 17025
2233 | Electromagnetic compatibility (EMC) - ERM; Short Range Devices (SRD); Radio Equipment in the Frequency Range 9kHz to 30 Hz; Part 2: Harmonized EN Under Article 3.2 of the R&TTE Directive | ETSI EN 300 330-2 V1.3.1 (2006-04); ETSI EN 300 330-2 V1.5.1 (2010-02); ETSI EN 300 330-2 V1 .6.1 (2015-03) | ISO 17025
2234 | Electromagnetic compatibility (EMC) - ERM; Short Range Devices; Close Range Inductive Data Communication equipment operating at 13,56 MHz - Part 2: Harmonized EN covering essential requirements of Article 3(2) of the R&TTE Directiv | EN 302 291-2, v 1.1.1 | ISO 17025
2235 | Electromagnetic compatibility (EMC) - ERM; Short Range Devices; Radio Equipment in the Frequency Range 9kHz to 25 MHz and Inductive Loop Systems in tl1e Frequency Range 9kHz to 30 MHz; Part 1: Technical Characteristics and Test Methods | ETSI EN 300 330-1 V1.7.1 (2010-02); ETSI EN 300 330-1 V1.8.1 (2015-03) | ISO 17025
2236 | Electromagnetic compatibility (EMC) - ERM; Short Range Devices; Radio Equipment to be used in the 25MHz to 1,000 MHz Frequency Range with Power Levels Ranging up to 550 mW; Part 2: Supplementary Parameters Not Intended for Conformity Purposes | ETSI EN 300 220-2 V2. 1 .2 (2007-06); EN 300 422-1 V2.1.1 | ISO 17025
2237 | Electromagnetic compatibility (EMC) - ERM; Wideband Transmission Systems; Data transport equipment operating in the 2.4 GHz ISM band and using wide band modulation techniques; Harmonized EN covering essential requirements under article 3.2 of the R&TTE Directive | ETSI EN 300 328 VI.7.1 (2006-10); ETSI EN 300 328 V1.8.1 (2012-06); ETSI EN 300 328 V1.9.1 (2015-02) | ISO 17025
2238 | Electromagnetic compatibility (EMC) - Experimental Radio, Auxiliary, Special Broadcast and Other Program Distributional Services in 47 CFR FCC Part 74 | TIA/EIA 603-D (2010) with 47 CFR FCC Part 2 | ISO 17025
2239 | Electromagnetic compatibility (EMC) - FCC Methods of Measurement of Radio Noise Emissions for ISM Equipment (cited in 47 CFR FCC Part 18 - Industrial, Scientific, and Medical Equipment) | FCC OST/MP-5 (1986) | ISO 17025
2240 | Electromagnetic compatibility (EMC) - Field Disturbance Sensors in the Bands 46.7-46.9 GHz (Vehicular Radar) and 76-77 GHz (Vehicular and Airport Fixed Radar) | RSS-251, Issue 1 (Nov. 2014) | ISO 17025
2241 | Electromagnetic compatibility (EMC) - Fixed Wireless Access Equipment Operating in the Band 953-960 MHz | RSS- 194, Issue 1 (October 2007) | ISO 17025
2242 | Electromagnetic compatibility (EMC) - For technical peformance matters using AS/NZS 4268 | ACMA (Short Range Devices) Standard 2004, +Al, +A2 (2013); ACMA Radiocommunications (Short Range Devices) Standard 2014 | ISO 17025
2243 | Electromagnetic compatibility (EMC) - General Mobile Radio Services in 47 CFR FCC Parts 22 (non-cellular), 90 (nonmicrowave), 95, 97 and 101 (non-microwave) | TIA/EIA 603-D (2010) with 47 CFR FCC Part 2 | ISO 17025
2244 | Electromagnetic compatibility (EMC) - General Mobile Radio Services in 47 CFR FCC Parts 73 | TIA/EIA 603-C (2004) with 47 CFR FCC Part 2 | ISO 17025
2245 | Electromagnetic compatibility (EMC) - General Mobile Radio Services in 47 CFR Parts 22 (non-cellular), 74, 90, 95, and 97 | TIA/EIA 603-C (2004) with 47 CFR Part 2 | ISO 17025
2246 | Electromagnetic compatibility (EMC) - General Radio Service Equipment Operating in the Band 26.960 to 27.410 MHz (Citizens Band) | RSS-236, Issue 1 (September 2012) | ISO 17025
2247 | Electromagnetic compatibility (EMC) - General Requirements for Compliance of Radio Apparatus | RSS-Gen, Issue 4 (November 2014); RSS-Gen, Issue 5 (April 2018) + Amendment 1 (March 2019) | ISO 17025
2248 | Electromagnetic compatibility (EMC) - Generic standards. Emission standard for residential, commercial and light-industrial environments | EN 61000-6-3 (2007) + A1 (2011) | ISO 17025
2249 | Electromagnetic compatibility (EMC) - Global System for Mobile communications (GSM); Hannonized EN for mobile stations in the GSM 900 and GSM 1,800 bands covering essential requirements under article 3.2 of the R&TTE directive (1999/5/EC) | EN 301 511 V9.0.2 (2003-03) | ISO 17025
2250 | Electromagnetic compatibility (EMC) - Global System for Mobile communications (GSM); Harmonized EN for Base Station Equipment covering the essential requirements of article 3.2 oftbe R&TIE Directive | ETSI EN 301 502 v9 .2.1 (2010-10); ETSI EN 301 502 v10.2.l (2012-11); ETSI EN 301 502 v 11. 1.1 (2014-07) | ISO 17025
2251 | Electromagnetic compatibility (EMC) - GSM900 and DCS 1800 Mobile Equipment Technical Specifications | PLMNO1 (2012) | ISO 17025
2252 | Electromagnetic compatibility (EMC) - GSM900 and DCS1800 Radio Terminal Equipment Technical Specifications | PLMNO1 (2007) | ISO 17025
2253 | Electromagnetic compatibility (EMC) - Guidelines for Compliance Testing of Unlicensed National Information Infrastructure (UNII) Devices PART 15, SUBPARTE | FCC KDB 789033 (June 6, 2014); FCC KDB 789033 (April 8, 2016) | ISO 17025
2254 | Electromagnetic compatibility (EMC) - Implants for surgery -- Active implantable medical devices -- Part 3: Implantable neurostimulators - Clause 24 ESD | ISO 14708-3 (2008); Clause 24 - ESD | ISO 17025
2255 | Electromagnetic compatibility (EMC) - Implants for surgery -- Active implantable medical devices -- Part 4: Implantable infusion pumps Section 27 | ISO 14708-4:2008 | ISO 17025
2256 | Electromagnetic compatibility (EMC) - Implementation and Interpretation of the Interference-Causing Equipment Standard for Digital Apparatus. (Industry Canada) | ICES-003 Issue 4 (2004) | ISO 17025
2257 | Electromagnetic compatibility (EMC) - IMT cellular networks; Ham1onized EN covering the essential requirements of article 3.2 of the R&TTE Directive; Part 15: Evolved Universal Terrestrial Radio Access (E-UTRA FDD) (Repeaters) | EN 301 908-15 V5.2.1 | ISO 17025
2258 | Electromagnetic compatibility (EMC) - IMT cellular networks; Harmonized EN covering article 3 .2 of the R&TTE Directive; Part 13: Evolved Universal Terrestrial Radio Access (E'UTRA) User Equipment (UE) | ETSI EN 301 908-13 V6.2.1 (2013-10) | ISO 17025
2259 | Electromagnetic compatibility (EMC) - IMT cellular networks; Harmonized EN covering the essential requirements of article 3.2 of the R&TTE Directive; Part 1: Introduction and! common requirements | ETSI EN 301 908-1 V7.1.1 (2015-03) | ISO 17025
2260 | Electromagnetic compatibility (EMC) - IMT cellular networks;Harmonized EN covering the essential requirements of article 3.2 of the R&TTE Directive;Part 2: CDMA Direct Spread (UTRA FDD) User Equipment (UE) | ETSI EN 301 908-2 V6.2. 1 (2013-04) | ISO 17025
2261 | Electromagnetic compatibility (EMC) - Industrial, scientific and medical (ISM) radio frequency equipment - Electromagnetic disturbance characteristics - Limits and methods of measurement | AS/NZS CISPR 11 (2011); EC/CISPR 11, Ed. 4.1 (2004-06) + A2 (2006); EN 55011 (2007) + A2 (2007) | ISO 17025
2262 | Electromagnetic compatibility (EMC) - Industrial, Scientific and Medical (ISM) Radio Frequency Generators | ICES-001 Issue 4 (2006) | ISO 17025
2263 | Electromagnetic compatibility (EMC) - Industrial, scientific and medical equipment - Radio-frequency disturbance characteristics - Limits and methods of measurement | IEC/CISPR 11 Ed. 6.0(2015); lEC/CISPR 11 Ed 5 (2009-05) + A1 (2010) | ISO 17025
2264 | Electromagnetic compatibility (EMC) - Information technology equipment - Immunity characteristics - Limits and methods of measurement | IEC/CISPR 24 ( 1997) and EN 55024 ( 1998) + A1(2001), A2(2003); EN 55024 (2010) | ISO 17025
2265 | Electromagnetic compatibility (EMC) - Information technology equipment - Immunity characteristics - Limits and methods of measurements | SI 961 part 6.2 | ISO 17025
2266 | Electromagnetic compatibility (EMC) - Information technology equipment - Radio disturbance characteristics - Limits and methods of measurement | AS/NZS CISPR 22 (2009); AS/NZS CISPR 22 (2009) +A1 (2010) | ISO 17025
2267 | Electromagnetic compatibility (EMC) - Information technology equipment - Radio frequency Interference characteristics-Limits and methods of measurements | SI 961 part 6. 1 | ISO 17025
2268 | Electromagnetic compatibility (EMC) - Information Technology Equipment (ITE) - Limits and methods of measurement | ICES-003 Issue 5 (2012); ICES-003 Issue 6 (2016) | ISO 17025
2269 | Electromagnetic compatibility (EMC) - Information Technology Equipment-Radio disturbance characteristics - Limits and methods of measurement | TCVN 7189:2009 (CISPR 22:2006) | ISO 17025
2270 | Electromagnetic compatibility (EMC) - Intentional Radiators (< 26.5 GHz) in 47 CFR FCC Part 15, Subpart C | ANSI C63.10 (2013); ANSI C63.10 (2013) | ISO 17025
2271 | Electromagnetic compatibility (EMC) - Intentional Radiators in 47 CFR FCC Part 15, Subpart C | ANSI C63.4 (2009) | ISO 17025
2272 | Electromagnetic compatibility (EMC) - Intentional Radiators in 47 CFR FCC Part 15, Subpart C | ANSI C63.10 (2013) | ISO 17025
2273 | Electromagnetic compatibility (EMC) - Land and Coast Station Transmitters Operating in the 200 - 535 kHz Band | RSS- 117, Issue 3 (January, 2016) | ISO 17025
2274 | Electromagnetic compatibility (EMC) - Land Mobile and Fixed Equipment Operating in the Frequency Range 27.41-960 MHz | RSS- 119, Issue 12 (May 2015) | ISO 17025
2275 | Electromagnetic compatibility (EMC) - Licence-exempt Radio Apparatus (All Frequency Bands): Category 1 Equipment | RSS-210, Issue 8 (December 2010); RSS-210, Issue 8 (December 2010) + A1 (February 2015) | ISO 17025
2276 | Electromagnetic compatibility (EMC) - Licence-Exempt Radio Apparatus: Category II Equipment | RSS-310, Issue 4 (July 2015) | ISO 17025
2277 | Electromagnetic compatibility (EMC) - Licensed Low-Power Radio Apparatus | RSS-123, Issue 3, (February 2015) | ISO 17025
2278 | Electromagnetic compatibility (EMC) - Licensed signal boosters and amplifiers | FCC KDB 935210 (April 8, 2016) | ISO 17025
2279 | Electromagnetic compatibility (EMC) - Limits and methods of measurement of radio disturbance characteristics of electrical lighting and similar equipment | BS EN 55015 (2006) + A2 (2009) | ISO 17025
2280 | Electromagnetic compatibility (EMC) - Limits and Methods of Measurement of Radio Interference Characteristics of lnformation Technology Equipment | CNS 13438 (2006) (up to 6GHz); EN 55022 (2010); lEC/CISPR 22 Ed. 6.0 (2008-09) | ISO 17025
2281 | Electromagnetic compatibility (EMC) - Limits and methods of measurement ofradio disturbance characteristics of electrical lighting and similar equipment | EN 55015 (2013) | ISO 17025
2282 | Electromagnetic compatibility (EMC) - Limits and methods of measurements of radio disturbance characteristics of electrical lighting and similar equipment | CISPR 15 (2009) | ISO 17025
2283 | Electromagnetic compatibility (EMC) - lnformation technology equipment - Radio disturbance characteristics - Limits and methods of measuremen | EN 55022 (2006) + A1 (2007); EN 55022 (1998) + A1(2000) + A2(2003); IEC/CISPR 22, Edition 5 (2005) + A1(2005) + A2 (2006) | ISO 17025
2284 | Electromagnetic compatibility (EMC) - Low-power Radio-frequency Devices Technical Specifications | LP 0002 (June 2011) | ISO 17025
2285 | Electromagnetic compatibility (EMC) - Maritime and Aviation Radio Services in 47 CFR FCC Parts 80 and 87 | TIA/EIA 603-D (2010) with 47 CFR FCC Part 2; TIA/EIA 603-C (2004) with 47 CFR Part 2 | ISO 17025
2286 | Electromagnetic compatibility (EMC) - Maritime navigation and radiocommunication equipment and systems - General requirements - Methods of testing and required test results | EN 60945 (2002) and IEC 60945 (2002) | ISO 17025
2287 | Electromagnetic compatibility (EMC) - MEASUREMENT GUIDANCE FOR CERTIFICATION OF LICENSED DIGITAL TRANSMITTERS | FCC KDB 971 168 (October 17, 2014); FCC KDB 971 168 (January 6, 2016) | ISO 17025
2288 | Electromagnetic compatibility (EMC) - Measuring relays and protection equipment - Part 26 | IEC 60255-26 (2013-05) | ISO 17025
2289 | Electromagnetic compatibility (EMC) - Medical Devices Operating in the 401-406 MHz Frequency Band | RSS-243, Issue 3, (February 2010) | ISO 17025
2290 | Electromagnetic compatibility (EMC) - Medical Devices Operating in the Band 413-457 MHz | RSS-244, Issue 1 (June 2013) | ISO 17025
2291 | Electromagnetic compatibility (EMC) - Medical electrical equipment - Part 1-2: General requirements for safety - Collateral standard: Electromagnetic compatibility - Requirements and tests | lEC 60601-1-2, Ed 2.1 (2004-11) & EN 60601-1-2 (2002); IEC 60601-1-2, Ed. 3.0 (2007); lEC 60601-1-2, Ed. 4, (2014-02); EN 60601- 1-2 (2007) | ISO 17025
2292 | Electromagnetic compatibility (EMC) - Medical electrical equipment - Part 2-25: Particular requirements for the basic safety and essential Performance of electrocardiographs | lEC 60601-2-25 ed 2.0, (2011-10), Clause 202 | ISO 17025
2293 | Electromagnetic compatibility (EMC) - Medical electrical equipment - Part 2-27: Particular requirements for the safety, including essential performance, of electrocardiographic monitoring equipment | EN 60601-2-27:2006; IEC 60601-2-27 ed3.0 (2011), Clause 202 | ISO 17025
2294 | Electromagnetic compatibility (EMC) - Medical electrical equipment - Part 2-3 1: Particular requirements for the basic safety and essential performance of external cardiac pacemakers with internal power source | IEC 60601-2-31 (2008) + A1 (2011) | ISO 17025
2295 | Electromagnetic compatibility (EMC) - Medical electrical equipment - Part 2-37: Particular requirements for the safety of ultrasonic medical diagnostic and monitoring equipment | EN 60601-2-37 (2008) | ISO 17025
2296 | Electromagnetic compatibility (EMC) - Medical electrical equipment - Part 2-4: Particular requirements for the basic safety and essential Performance of cardiac defibrillators | lEC 60601-2-4 ed3.0 (2010), Clause 202 | ISO 17025
2297 | Electromagnetic compatibility (EMC) - Medical electrical equipment - Particular requirements for the basic safety and essential performance of pulse oximeter equipment for medical use | ISO 9919 ed2.0 (2005), Clause 36 | ISO 17025
2298 | Electromagnetic compatibility (EMC) - Medical Electrical Equipment & System Electromagnetic Immunity Test for RFID Readers | AIM 7351731 (2017) | ISO 17027
2299 | Electromagnetic compatibility (EMC) - Medical Electrical Equipment Part 2-26: Particular Requirements for the Safety of Electroencephalographs | lEC 60601-2-26 (2003); EN 60601-2-26 (2003); IEC 60601-2-26, Ed. 2.0 (2002-11); lEC 60601-2-26 ed3.0 (2012-05) | ISO 17025
2300 | Electromagnetic compatibility (EMC) - Medical electrical equipment. Particular requirements for safety. Particular requirements for the safety of cardiac defibrillators | EN 60601-2-4 (2003), Clause 202 | ISO 17025
2301 | Electromagnetic compatibility (EMC) - Medical electronic equipment Part 2-24: Particular requirements for the safety of infusion pumps and controllers | EN 60601-2-24 (1998) | ISO 17025
2302 | Electromagnetic compatibility (EMC) - Memorandum Opinion and Order, Appendix, ET Docket No. 03-122- June 30, 2006 with 47 CFR FCC Part 15, Subpart E: Intentional Radiators. | Dynamic Frequency Selection (DFS): June 2006 | ISO 17025
2303 | Electromagnetic compatibility (EMC) - Method of Measurement for Radio Transmitter for Use in the Land Mobile Service | HKCA 1046, Issue 3 (September 2008) | ISO 17025
2304 | Electromagnetic compatibility (EMC) - Method of Measurement for Radio Transmitter for Use in the Land Mobile Service | HKTA 1046, Issue 3 (September 2008) | ISO 17025
2305 | Electromagnetic compatibility (EMC) - Microwave and Millimeter Bands Radio Services in 47 CFR FCC Parts 25, 74, 90 (90Y, 90Z, DSRC) and 101 | TIA/EIA 603-D (2010) with 47 CFR FCC Part 2 | ISO 17025
2306 | Electromagnetic compatibility (EMC) - Microwave Radio Services in 47 CFR Parts 27, 74, and 101 | TIA/EIA 603-C (2004) with 47 CFR Part 2; TIA/EIA 603-C (2004) with 47 CFR Part 2 | ISO 17025
2307 | Electromagnetic compatibility (EMC) - Mobile Broadband Services (MBS) Equipment Operating in the Frequency Bands 698-756 MHz and 777-787 MHz | RSS- 130, Issue 1 (October 2013) | ISO 17025
2308 | Electromagnetic compatibility (EMC) - Mobile Data Radio Terminal Equipment Technical Specifications | PLMN05 (2003); PLMNO5 (2007) | ISO 17025
2309 | Electromagnetic compatibility (EMC) - Mobile Earth Stations (MESs) and Ancillary Terrestrial Component (ATC) Equipment Operating in the Mobile-Satellite Service (MSS) Bands | RSS-170, Issue 3 (July 2015) | ISO 17025
2310 | Electromagnetic compatibility (EMC) - Mobile Radio Services in 47 CFR FCC Parts 22 (cellular), 24, 25, 26, and 27 | TIA/EIA 603-D (2010) with 47 CFR FCC Part 2 | ISO 17025
2311 | Electromagnetic compatibility (EMC) - Mobile Telecommunications Terminal Equipment Technical Specifications | PLMN08 (2007) | ISO 17025
2312 | Electromagnetic compatibility (EMC) - Multipoint and Point-to-Point Communication Systems (MCS) in the Fixed Service Operating in the 2,150 - 2,160 MHz, 2,500 - 2,596 MHz and 2,686 - 2,690 MHz Bands | RSS- 193, Issue I (July 2003) | ISO 17025
2313 | Electromagnetic compatibility (EMC) - Narrowband Multipoint Communication Systems in the Band 1429.5-1432 MHz | RSS-142, Issue 5 (April 2013) | ISO 17025
2314 | Electromagnetic compatibility (EMC) - National technical regulation on 800 MHz CDMA 2000-1 mobile station | QCVN 13:2010 / BTTIT | ISO 17025
2315 | Electromagnetic compatibility (EMC) - National technical regulation on General Electromagnetic Compatibility for Radio Communications Equipment | QCVN 18 (2014): BTTTT | ISO 17025
2316 | Electromagnetic compatibility (EMC) - National technical regulation on GSM mobile stations | QCVN 12:2010/BTTIT (phase 2 & 2); QCVN 12 (2015): BTTTT | ISO 17025
2317 | Electromagnetic compatibility (EMC) - National technical regulation on Mobile Stations for W-CDMA FDD | QCVN 15:2010/BTTIT; QCVN 16:2010/BTTIT | ISO 17025
2318 | Electromagnetic compatibility (EMC) - National Technical Regulation on Radio Access Equipment Operating in 5 GHz Band | QCVN 65:2013/BTTTT | ISO 17025
2319 | Electromagnetic compatibility (EMC) - National technical regulation on W-CDMA FDD mobile station | QCVN 15 (20 15): BTTTT | ISO 17025
2320 | Electromagnetic compatibility (EMC) - Part 2-3: Particular requirements - Test configuration, operational conditions and performance criteria for transducers with integrated or remote signal conditioning | EN 61326-2-3 (2006-08) | ISO 17025
2321 | Electromagnetic compatibility (EMC) - Part 3-11: Limits - Limitation of voltage changes, voltage fluctuations and flicker in public low-voltage supply systems -Equipment with rated current <=75A and subject to conditional connection | lEC 61000-3-11, 1st edition (2000-08) | ISO 17025
2322 | Electromagnetic compatibility (EMC) - Part 4-13: Testing and measmement techniques - Harmonics and interhannonics including mains signalling at a.c. power port, low frequency immunity tests | lEC 61000-4-13 Ed. 1.1 (2002) + A1 (2009) + A2 (2015) | ISO 17025
2323 | Electromagnetic compatibility (EMC) - Part 4-2: Testing and measurement techniques - Electrostatic discharge immunity test | IEC 6 1000-4-2, Ed. 2.0 (2008-1 2) | ISO 17025
2324 | Electromagnetic compatibility (EMC) - Part 4-28: Testing and measurement techniques Variation of power frequency, immunity test for equipment with input current not exceeding 16 A per phase | IEC 61000-4-28 ( 1999) + Al (2001) + A2 (2009) | ISO 17025
2325 | Electromagnetic compatibility (EMC) - Part 4-3: Testing measurement techniques - Radiated, radio-frequency, electromagnetic field immunity test | IEC 61000-4-3, Ed. 3.0 (2006-02) + A1 (2007) + A2 (2010); EN 61000-4-3 (2006) +A1 (2008) +A2 (2010); IEC 61000-4-3, Ed. 3.1 (2008-04); IEC 61000-4-3 Ed. 3.2 (2010) | ISO 17025
2326 | Electromagnetic compatibility (EMC) - Part 4-39: Testing and measurement techniques - Radiated fields in close proximity - Immunity test | IEC 61000-4-39:2017 | ISO 17025
2327 | Electromagnetic compatibility (EMC) - Part 4-4: Testing and measurement techniques - Electrical fast transient/burst immunity test | IEC 61000-4-4, Ed. 2.0 (2004-07); IEC 61000-4-4, Ed. 2.0 +A1 (2010); IEC 6 1000-4-4 (2012-04) | ISO 17025
2328 | Electromagnetic compatibility (EMC) - Part 4-5: Testing and measurement techniques - Surge immunity test | IEC 61000-4-5, Ed 1.1 (2005-11); IEC 61000-4-5 Ed. 3.0 (May 2014) | ISO 17025
2329 | Electromagnetic compatibility (EMC) - Part 4-6: Testing and measurement techniques - Immunity to conducted disturbances, induced by radio-frequency fields | IEC 61000-4-6 Ed. 3.0 (2008); IEC 61000-4-6 Ed. 4.0 (2013) | ISO 17025
2330 | Electromagnetic compatibility (EMC) - Part 4-8: Testing and measurement techniques - Power frequency magnetic field immunity test | IEC 6 1000-4-8, Ed. 1. 1 (2001); EN 61000-4-8; IEC 61000-4-8 (2009) | ISO 17025
2331 | Electromagnetic compatibility (EMC) - Part 6: Generic standards - Section 1: Immunity for resndential, commercial and Iight-industrial environments | IEC 6 1000-6-1, 2nd edition (2005-03); EN 61 000-6-1 (2007) | ISO 17025
2332 | Electromagnetic compatibility (EMC) - Part 6-2: Generic standards - Immunity for industrial environments | IEC 61000-6-2, Edition 2.0 (2005-0 1); EN 61000-6-2 (2005) | ISO 17025
2333 | Electromagnetic compatibility (EMC) - Part 6-3: Generic standard - Emission standard for residential, conunericial and light industrial environments | KN 61000-6-3 (2012-06) | ISO 17025
2334 | Electromagnetic compatibility (EMC) - Part 6-3: Generic standards - Emission standard for residential, commercial and light-industrial environments | lEC 61000-6-3 (2006-06); lEC 6 1000-6-3 (2006) +AI (2010); EN 61000-6-3 (2007) | ISO 17025
2335 | Electromagnetic compatibility (EMC) - Part 6-4: Generic standards - Emission standard for industrial environments | lEC 61000-6-4 (2006-07); EN 61000-6-4 (2007); lEC 61000-6-4 (2006) +A1 (2010); EN 61000-6-4 (2007) + Al (2011) | ISO 17025
2336 | Electromagnetic compatibility (EMC) - Part 6-4: Generic standards - Emission standard for industrial environments | KN 61000-6-4 (2012-06) | ISO 17025
2337 | Electromagnetic compatibility (EMC) - Particular requirements for the safety including essential performance, of automatic cycling non-invasive blood pressure monitoring equipment | IEC 60601-2-30:1999, EN 60601-2-30:2000 | ISO 17025
2338 | Electromagnetic compatibility (EMC) - Particular requirements for the safety, including essential performance, of ambulatory electrocardiographic systems | lEC 60601-2-47:2006, EN 60601 -2-47:2001; lEC 60601-2-47 Ed. 2.0 (2012-02), Clause 202 | ISO 17025
2339 | Electromagnetic compatibility (EMC) - Particular requirements. Test configurations, operational conditions and performance criteria for EMC unprotected applications | EN 61326-2-1 (2013) | ISO 17025
2340 | Electromagnetic compatibility (EMC) - Particular requirements. Test configurations, operational conditions and performance criteria for portable test, measuring and monitoring equipment used in low-voltage distribution systems | BS EN 61326-2-2 (2006-06) | ISO 17025
2341 | Electromagnetic compatibility (EMC) - Performance sepcification for mobile station for use in the third generation (3G) mobile communications services employing CDMA2000 spread spectrum | HKCA 1054, Issue 1 (September 2008) | ISO 17025
2342 | Electromagnetic compatibility (EMC) - Performance sepcification for mobile station for use in the third generation (3G) mobile communications services employing CDMA2000 spread spectrum | HKTA 1054, Issue 1, September 2008 | ISO 17025
2343 | Electromagnetic compatibility (EMC) - Performance specification for 26.96-27.41 MHz citizens band (CB) radio transreceivers | HKCA 1050, Issue I, (January 2006) | ISO 17025
2344 | Electromagnetic compatibility (EMC) - Performance specification for 26.96-27.4I MHz citizens band (CB) radio transreceivers | HKTA 1050, Issue 1 , January 2006 | ISO 17025
2345 | Electromagnetic compatibility (EMC) - Performance Specification for Angle Modulated Radio Transmitters and Receivers for Use as Base, Mobile and Portable Equipment in the Land Mobile Radio Service | HKTA 1010 Issue 01 , June 2003 | ISO 17025
2346 | Electromagnetic compatibility (EMC) - Performance Specification for Angle Modulated Radio Transmitters and Receivers for Use as Base, Moble and Portable Equipment - Land Moble | HKCA 1010, Issue 1 (June 2003) | ISO 17025
2347 | Electromagnetic compatibility (EMC) - Performance Specification for Angle Modulated Radio Transmitters and Recievers for Use as Base, Repeater, Moble, and Portable Equipment - Land Moble Radio Services | HKCA 1002, Issue 6 (January 2008) | ISO 17025
2348 | Electromagnetic compatibility (EMC) - Performance Specification for Angle-modulated Radio Transmitters and Receivers for use as Base, Repeater, Mobile and Portable Equipment in the Land Mobile Radio Service | HKTA 1002 Issue 6 (1/2008) | ISO 17025
2349 | Electromagnetic compatibility (EMC) - Performance specification for base station and repeater equipment for use in the third generation (3G) mobile communications services employing DCMA2000 spread spectrum | HKTA 1053, Issue 1, June 2008 | ISO 17025
2350 | Electromagnetic compatibility (EMC) - Performance specification for base station and repeater equipment for use in the third generation (3G) mobile communications services employing DCMA2000 spread spectrum | HKCA 1053, Issue 1 (June 2008) | ISO 17025
2351 | Electromagnetic compatibility (EMC) - Performance Specification for Base Station Equipment for Use in the Third Generation (3G) Mobile Communications Services Employing CDMA Direct Spread (UTRA FDD) | HKCA 1043, Issue 4 (June 2008) | ISO 17025
2352 | Electromagnetic compatibility (EMC) - Performance Specification for Base Station Equipment for Use in the Third Generation (3G) Mobile Communications Services Employing CDMA Direct Spread (UTRA FDD) | HKTA 1043, Issue 4 (June 2008) | ISO 17025
2353 | Electromagnetic compatibility (EMC) - Performance Specification for Cordless Telephone Operarting in the 864.1 to 868.1 MHz Band | HKCA 1015, Issue 4 (February 2003) | ISO 17025
2354 | Electromagnetic compatibility (EMC) - Performance Specification for Cordless Telephone Operating in the 864. I - 868. I MHz Band | HKTA 1015, Issue 4 (February 2003) | ISO 17025
2355 | Electromagnetic compatibility (EMC) - Performance Specification for Digital Enhanced Cordless Telecommm1ications (DECT) Equipment for Private Use | HKCA 1034, Issue 3 (Oct 2009) | ISO 17025
2356 | Electromagnetic compatibility (EMC) - Performance Specification for Digital Enhanced Cordless Telecommunications (DECT) Equipment for Private Use | HKTA 1034, Issue 3 (Oct 2009) | ISO 17025
2357 | Electromagnetic compatibility (EMC) - Performance Specification for Low-Power Radio Microphones, Including Associated Receiving Equipment | HKCA 1008, Issue 3 (February 2003) | ISO 17025
2358 | Electromagnetic compatibility (EMC) - Performance Specification for Low-Power Radio Microphones, Including Associated Receiving Equipment | HKCA 1008, Issue 4 (November 2013) | ISO 17025
2359 | Electromagnetic compatibility (EMC) - Performance Specification for Low-Power Radio Microphones, Including Associated Receiving Equipment | HKTA 1008, Issue 3 (Febrnary 2003) | ISO 17025
2360 | Electromagnetic compatibility (EMC) - Performance specification for medical implant communication systems | HKCA 1052, Issue 2 (September 2012) | ISO 17025
2361 | Electromagnetic compatibility (EMC) - Performance specification for medical implant communication systems | HKTA 1052, Issue 1 , January 2008 | ISO 17025
2362 | Electromagnetic compatibility (EMC) - Performance Specification for Radio Equipment Exempted From Licensing | HKCA 1035, Issue 6 (May 2011) | ISO 17025
2363 | Electromagnetic compatibility (EMC) - Performance Specification for Radio Equipment Exempted From Licensing | HKTA 1035, Issue 6 (May 2011) | ISO 17025
2364 | Electromagnetic compatibility (EMC) - Performance Specification for Radio Equipment Operating in the 5 GHz Band for Wireless Access | HKCA 1042, Issue 2 (February 2003) | ISO 17025
2365 | Electromagnetic compatibility (EMC) - Performance Specification for Radio Frequency Identification (RFID) Equipment Operating in the 865 - 868 MHz and/or 920 - 925 MHz Bands | HKCA 1049, Issue 1 (April 2005) | ISO 17025
2366 | Electromagnetic compatibility (EMC) - Performance Specification for Radio Frequency Identification (RFID) Equipment Operating in the 865 - 868 MHz and/or 920 - 925 MHz Bands | HKTA 1049, Issue 1 (April 2005) | ISO 17025
2367 | Electromagnetic compatibility (EMC) - Performance Specification for Radiocommunications Apparatus Operating in the 2.4 Ghz or 5 Gbz Band and Employing Frequency Hopping or Digital Modulation | HKCA 1039, Issue 6 (June 2015) | ISO 17025
2368 | Electromagnetic compatibility (EMC) - Performance Specification for Radiocommunications Apparatus Operating in the 2.4 Ghz or 5 Gbz Band and Employing Frequency Hopping or Digital Modulation | HKCA 1039, Issue 4 (October 2010) | ISO 17025
2369 | Electromagnetic compatibility (EMC) - Performance Specification for Radiocommunications Apparatus Operating in the 2.4 Ghz or 5 Gbz Band and Employing Frequency Hopping or Digital Modulation | HKTA 1039, Issue 4 (October 20IO) | ISO 17025
2370 | Electromagnetic compatibility (EMC) - Performance Specification for Radiocommunications Apparatus Operating in the 2.4 Ghz or 5 Ghz Band and Employing Frequency Hopping or Digital Modulation | HKCA 1039, Issue 5 (June 2013) | ISO 17025
2371 | Electromagnetic compatibility (EMC) - Performance Specification for Radiocommunications Apparatus Operating in the 27 MHz Band for Private Use | HKCA 1041, Issue 1 (Febrnary 2003) | ISO 17025
2372 | Electromagnetic compatibility (EMC) - Performance Specification for Radiocommunications Apparatus Operating in the 27 MHz Band for Private Use | HKTA 1041, Issue 1 (February 2003) | ISO 17025
2373 | Electromagnetic compatibility (EMC) - Performance Specification for Short-Range Portable Radio Operating in the 409 MHz Band | HKTA 1044, Issue 1 (February 2003) | ISO 17025
2374 | Electromagnetic compatibility (EMC) - Performance Specification for Short-Range Portable Radio Operating in the 409 MHz Band | HKCA 1044, Issue 1 (Febrnary 2003) | ISO 17025
2375 | Electromagnetic compatibility (EMC) - Performance specification for user equipment for use in the third generation (3G) mobile communications services employing CDMA direct spread (UTRA FDD) | HKCA 1048, Issue 2, (June 2008) | ISO 17025
2376 | Electromagnetic compatibility (EMC) - Performance specification for user equipment for use in the third generation (3G) mobile communications services employing CDMA direct spread (UTRA FDD) | HKTA 1048, Issue 2, June 2008 | ISO 17025
2377 | Electromagnetic compatibility (EMC) - Performance Specification of the Base Station System (BSS) and Repeater Equipment for use In the Public Radiotelephone Service (PMRS) Employing Global System for Mobile Communication (GSM) or in the Personal Communication Service (PCS) | HKCA 1020, Issue 7 (November 2011) | ISO 17025
2378 | Electromagnetic compatibility (EMC) - Performance Specification of the Base Station System (BSS) and Repeater Equipment for use In the Public Radiotelephone Service (PMRS) Employing Global System for Mobile Communication (GSM) or in the Personal Communication Service (PCS) | HKTA 1020, Issue 7 (November 2011) | ISO 17025
2379 | Electromagnetic compatibility (EMC) - Performance Specification of the Mobile Station and Portable Equipment for use in the Global System for Mobile Communication (GSM) 900 and 1800 MHz Bands | HKCA 1033, Issue 7 (March 2012) | ISO 17025
2380 | Electromagnetic compatibility (EMC) - Performance Specification of the Mobile Station and Portable Equipment for use in the Global System for Mobile Communication (GSM) 900 and 1800 MHz Bands | HKTA 1033, Issue 7 (March 2012) | ISO 17025
2381 | Electromagnetic compatibility (EMC) - Personal Mobile Radio Services in 47 CFR FCC Part 20 | TIA/EIA 603-D (2010) with 47 CFR FCC Part 2; TIA/EIA 603-C (2004) with 47 CFR FCC Part 2 | ISO 17025
2382 | Electromagnetic compatibility (EMC) - Personal Mobile Radio Services in 47 CFR FCC Parts 22 (celluJar), 24, 25, 26, and 27 | TIA/EIA 603-C (2004) with 47 CFR FCC Part 2 | ISO 17025
2383 | Electromagnetic compatibility (EMC) - Personal Mobile Radio Services in 47 CFR Part 22 (cellular) and Part 24 - (limited to TX conducted and radiated power and RX - TX radiated spurious emissions) | TIA/EIA 603-D (2010) with 47 CFR Part 2 | ISO 17025
2384 | Electromagnetic compatibility (EMC) - Personal Radio Services in 47 CFR FCC Part 95 | TIA/EIA 603-D (2010) with 47 CFR FCC Part 2 | ISO 17025
2385 | Electromagnetic compatibility (EMC) - PHS Terminal equipment | QCVN 11:2010 / BTTIT | ISO 17025
2386 | Electromagnetic compatibility (EMC) - Point-to-Multipoin t Broadband Equipment Operating in the Bands 512-608 MHz and 614-698 MHz for Rural Remote Broadband Systems (RRBS) (TV Channels 21 to 51) | RSS-196, Issue 1 (March 2010) | ISO 17025
2387 | Electromagnetic compatibility (EMC) - Product family standard for audio, video, audio-visual and entertainment lighting control apparatus for professional use - Part 2: Immunity | EN 55103-2 (1996); EN 55103-2 (2009) | ISO 17025
2388 | Electromagnetic compatibility (EMC) - Product family standard for audio, video, audio-visual and entertainment lighting control apparatus for professional use - Part l : Emission | EN 55103- 1 (2009) +A 1 (2012) | ISO 17025
2389 | Electromagnetic compatibility (EMC) - Public Mobile Services in 47 CFR FCC Part 24 | TIA/EIA 603-D (2010) with 47 CFR FCC Part 2 | ISO 17025
2390 | Electromagnetic compatibility (EMC) - Radio Broadcast Services in 47 CFR Parts FCC 73 and 74 (non-microwave) | TIA/EIA 603-D (2010) with 47 CFR FCC Part 2 | ISO 17025
2391 | Electromagnetic compatibility (EMC) - Radio communication equipment - General ElectroMagnetic Compatibility Requirement | TCN 68-192:2003 | ISO 17025
2392 | Electromagnetic compatibility (EMC) - Radio disturbance characteristics for the protection ofreceivers used on board vehicles, boats, and on devices - Limits and methods of measurement | TEC/CISPR 25, Ed. 3.0 (2008-03) | ISO 17025
2393 | Electromagnetic compatibility (EMC) - Radio equipment and systems - Short range devices - Limits and methods of measurement | AS/NZS 4268 (2008); AS/NZS 4268 (2008) + A1 (2010); AS/NZS 4268 (2012); AS/NZS 4268 (2012) + A1 (2013) | ISO 17025
2394 | Electromagnetic compatibility (EMC) - Radio equipments operating in the 2.4 GHz band and using spread spectrum modulation techniques - Technical requirements | QCVN 54:2011/BTTTT | ISO 17025
2395 | Electromagnetic compatibility (EMC) - Radio equipments operating in the 2.4 GHz band and using spread spectrum modulation techniques - Technical requirements | TCN 68-242:2006 | ISO 17025
2396 | Electromagnetic compatibility (EMC) - Radio Frequency (RF) Exposure Compliance ofRadiocommunication Apparatus (All Frequency Bands) | RSS-102, Issue 5 (March 2015) | ISO 17025
2397 | Electromagnetic compatibility (EMC) - Radio Frequency Lighting Devices | ICES-005 Issue 3 (May 2009); ICES-005 Issue 4 (Dec 2015) | ISO 17025
2398 | Electromagnetic compatibility (EMC) - Radio spectrum Matters (ERM); ElectroMagnetic Compatibility (EMC) standard for radio equipment and services; Part 31: Specific conditions for equipment in the 9kHz to 3 l 5kHz band for Ultra Low Power Active | ETSI EN 301 489-31 V 1.1. 1 (2005) | ISO 17025
2399 | Electromagnetic compatibility (EMC) - Radio spectrum Matters (ERM); ElectroMagnetic Compatibility (EMC) standard for radio equipment and services; Part 31: Specific conditions for equipment in the 9kHz to 3 l 5kHz band for Ultra Low Power Active | ETSI EN 301 489-31 V 1.1. 1 (2005) | ISO 17025
2400 | Electromagnetic compatibility (EMC) - Radio spectrum Matters (ERM); ElectroMagnetic Compatibility (EMC) standard for radio equipment and services; Part 50 | ETSI EN 301 489-50 V1.2.1 (2013-03) | ISO 17025
2401 | Electromagnetic compatibility (EMC) - Radio spectrum Matters (ERM); EMC standard for radio equipment and services; Part 17: Specific conditions for Broadband Data Transmission Systems | ETSI EN 301 489-17 V2. 1 . 1 :2009 | ISO 17025
2402 | Electromagnetic compatibility (EMC) - Radio spectrum Matters (ERM); EMC standard for radio equipment and services; Part 5: Specific conditions for Private land Mobile Radio (PMR) and ancillary equipment (speech and non-speech) | ETSI EN 301 489-5 v 1.3 .1 (2002-08) | ISO 17025
2403 | Electromagnetic compatibility (EMC) - Radio spectrum Matters (ERM); Part 8: Specific conditions for GSM base stations | ETSI EN 301 489-8 v 1.2. l (2002-08) | ISO 17025
2404 | Electromagnetic compatibility (EMC) - Radio spectrum Matters (ERM); Radio Frequency Identification Equipment operating in the band 865 MHz to 868 M Hz with power levels up to 2 Wand in the band 915 MHz to 921 MHz with power levels up to 4 W; Part 2: Harmonized EN covering the essential requirements of article 3.2 of the R&TTE Directive | ETSI EN 302 208-2 V2. 1.1 (2015-02) | ISO 17025
2405 | Electromagnetic compatibility (EMC) - Radio spectrum Matters (ERM); Radio Frequency Identification Equipment operating in the band 865 MHz to 868 MHz with power levels up to 2 Wand in the band 915 MHz to 921 MHz with power levels up to 4 W; Part 1: Technical requirements and methods ofmeasurement | ETSI EN 302 208-1 V2.1. 1 (2015-02) | ISO 17025
2406 | Electromagnetic compatibility (EMC) - Radio spectrum Matters (ERM); Short range devices; Radio equipment to be used in the GHz to 40 GHz frequency range; Part 2: Harmonized EN under article 3.2 of the R&TTE Directive | ETSI EN 300 440-2 v 1.4.1 (2010-08) | ISO 17025
2407 | Electromagnetic compatibility (EMC) - Radio spectrum Matters (ERM); Telecommunication network equipment | ETSI EN 300 386 V1.5.1 (2010-10); ETSI EN 300 386 V1 .6.1 (2012--09) | ISO 17025
2408 | Electromagnetic compatibility (EMC) - Radio spectrum Matters (ERM);Short Range Devices (SRD);Close Range Inductive Data Communication equipment operating at 13,56 MHz;Part 1: Technical characteristics and test methods | EN 302 291-1 V.1.1.1 | ISO 17025
2409 | Electromagnetic compatibility (EMC) - Radio spectrum Matters; ElectroMagnetic Compatibility standard for radio equipment and services; Part 3: Specific conditions for Short-Range Devices (SRD) operating on frequencies between 9 kHz and 40 GHz | ETSI EN 301 489-3 v 1.4. 1 (2002-08) | ISO 17025
2410 | Electromagnetic compatibility (EMC) - Radio Spectrum Matters; Short Range Devices; Radio Equipment to be used in the 25 MHz to 1,000 MHz Frequency Range with Power Levels Ranging up to 500mW; Part 1: Technical Characteristics and Test Methods | ETSI EN 300 220-1 V2.3.1 (2010-02); ETSI EN 300 220-1 V2.4.1 (2012-05); EN 300 422-1 V2.1.1 | ISO 17025
2411 | Electromagnetic compatibility (EMC) - Regulations on Radio Equipment; Korean only | MSIP Public Notification 2014-39 (Jul 1, 2014); MSIP Public Notification 2013-157 (Sep 11 ,2013); K only; MSIP Public Notification 2015-89 (Nov. 11, 2015); K only; MSIP Public Notification 2015-95 (Dec. 8 2015); K only | ISO 17025
2412 | Electromagnetic compatibility (EMC) - Requirements for connection to an air interface of a Telecommunications Network - Part 1: General | AS/CA S042.1 (2011); AS/CA S042.1 (2010) +A1 (2013) | ISO 17025
2413 | Electromagnetic compatibility (EMC) - Requirements for connection to an air interface of a Telecommunications Network - Part 3: GSM Customer Equipment | AS/ACIF S042.3:2005 | ISO 17025
2414 | Electromagnetic compatibility (EMC) - Requirements for connection to an air interface of a Telecommunications Network - Part 4: IMT-2000 Customer Equipment | AS/CA S042.4 (2011) | ISO 17025
2415 | Electromagnetic compatibility (EMC) - Requirements for household appliances, electric tools and similar apparatus - Part 2: Immunity - Product family standard | IEC/CISPR 14-2 Ed. 1.2 (2008); IEC/CISPR 14-2 (2001) Ed. 4 and EN 55014-2 | ISO 17025
2416 | Electromagnetic compatibility (EMC) - Requirements for household appliances, electric tools and similar apparatus - Part I: Emissions | EN 55014-1 (2006) +Al (2009) +A2(2011); lEC/CISPR 14-1, Ed. 5.0 (2005); IEC/CISPR 14-1, Ed. 5.0 (2005) + A1 (2008) + A2 (2011) | ISO 17025
2417 | Electromagnetic compatibility (EMC) - Road vehicles - Electrical disturlbances from conduction and coup! ing - Part 2: Electrical transient conduction along supply lines only | ISO 7637-2, Second edition (2004) + A l (2008) | ISO 17025
2418 | Electromagnetic compatibility (EMC) - SAR MEASUREMENT PROCEDURES FOR USB DONGLE TRANSMITTERS | FCC KDB 447498 (October 23, 2015) | ISO 17025
2419 | Electromagnetic compatibility (EMC) - Shipborne Radar in the 2900-3100 MHz and 9225-9500 MHz Bands | RSS:238, Issue 1 (July 2013) | ISO 17025
2420 | Electromagnetic compatibility (EMC) - Short Range Devices - Radio equipment in the frequency range 9 kHz to 25 MHz | QCVN 55:2011/BTTTT | ISO 17025
2421 | Electromagnetic compatibility (EMC) - Short Range Devices - Radio equipment in the frequency range 9 kHz to 25 MHz - Technical requirements | TCN 68-243:2006 | ISO 17025
2422 | Electromagnetic compatibility (EMC) - Sound and broadcast receivers and associated equipment - Radio dlisturbance characteristics - Limits and methods of measurement | CISPR 13, Edition 4.2 (2006-03); EN 55013 (2001) + A1 (2003) + A2 (2006); EN 55013 (2013) | ISO 17025
2423 | Electromagnetic compatibility (EMC) - Sound and television broadcast receivers and associated equipment - Immunity characteristics - Limits and methods of measurement | IEC/CISPR 20 (2006); EN 55020 (2007-0l) + All (2011); CISPR 20 (2006) +A1 (2013) | ISO 17025
2424 | Electromagnetic compatibility (EMC) - Sound and television broadcast receivers and associated equipment - Radio disturbance characteristics - Limits and methods of measurement | CNS 13439 (2004); TEC/CISPR 13, Ed. 5.0 (2009-06) | ISO 17025
2425 | Electromagnetic compatibility (EMC) - Standard for radio equipment and services; Part 7: Specific conditions for mobile and portable radio and ancillary equipment of digital cellular radio telecommmunications systems (GSM and DCS); Short Range Devices | ETSI EN 301 489-3 V 1.6. 1 (2013-08); ETSI EN 301 489-7 v1.3.1 (2005-11) | ISO 17025
2426 | Electromagnetic compatibility (EMC) - Subscriber Station for Wireless Broadband Access Type Approval Technical Specification | PLMN09 (2008); PLMN09 (2012) | ISO 17025
2427 | Electromagnetic compatibility (EMC) - Technical characteristics and test conditions for data transmission equipment operating in the 900 MHz, 2.4 GHz and 5.8 GHz bands and using spread spectrum modulation techniques | AS/NZS 4771 (2000) +Amendment No. 1 | ISO 17025
2428 | Electromagnetic compatibility (EMC) - Technical Requirements and Test Methods for Electromagnetic Interference; K only (See specific Annexes listed on scope) | RRA 20 13-3 and 2013-24, June 17, 2013, Korean only | ISO 17025
2429 | Electromagnetic compatibility (EMC) - Technical Requirements and Test Methods for Electromagnetic Susceptibility; Korean only | RRA 2013-4 and RRA2013-25, June 17, 2013, Korean only | ISO 17025
2430 | Electromagnetic compatibility (EMC) - Technical Requirements for Electromagnetic Interference (K only) | RRA Public Notification 201 1-24, K only (Dec 23, 2011); RRA Announce 2015-110 (Dec. 3, 2015); K only; RRA Public Notification 2015-27 (Dec. 3 2015); Korea only | ISO 17025
2431 | Electromagnetic compatibility (EMC) - Technical Requirements for Measurement and Test Procedure of Specific Absorption Rate; Korea only | RRA Public Notification 2015-23 (Nov. 18, 2015); K only | ISO 17025
2432 | Electromagnetic compatibility (EMC) - Technical Requirements for Measurement of Electromagnetic Field Strength, K only | RRA Notice 2014-2, K only (Feb. 4, 2014); RRA Public Notification 2012-21 (Nov 6, 2012); K only | ISO 17025
2433 | Electromagnetic compatibility (EMC) - Technical Requirements for Radio Equipment: Unlicensed Radio Equipment Established Without Notice | MSIP Public Notification 2013-116 Aug 29, 2013; K only | ISO 17025
2434 | Electromagnetic compatibility (EMC) - Technical Requirements for Radio Equipment; Regulations on Radio Equipment (K only) | KCC Public Notification 2012-92 (Nov 6, 2012); K only | ISO 17025
2435 | Electromagnetic compatibility (EMC) - Technical Requirements for the Human Protection against Electromagnetic Waves | MSlP Public Notification 2013-18 (Aug 29, 2013); K only | ISO 17025
2436 | Electromagnetic compatibility (EMC) - Technical Requirements for the Human Protection against Electromagnetic Waves; K only | KCC Public Notification 2012-2 (Jan. 5, 2012) | ISO 17025
2437 | Electromagnetic compatibility (EMC) - Technical Requirements for the Human Protection against Electromagnetic Waves; Korea only | MSIP Public Notification 2015-18 (Mar. 25, 2015); K only | ISO 17025
2438 | Electromagnetic compatibility (EMC) - Technical Requirements for Unlicensed Radio Equipment Established Without Notice (K only) | KCC Public Notification 2012-93 (Nov 6, 2012);K only | ISO 17025
2439 | Electromagnetic compatibility (EMC) - Technical Specification for Cellular Mobile Terminal | IDA TS CMT Issue 1, June 2011 | ISO 17025
2440 | Electromagnetic compatibility (EMC) - Technical Specification for Land Mobile Radio Equipment | IDA TS LMR Issue 1 Rev 4, June 2011; IDA TS LMR Issue 1 Rev 5, June 2014 | ISO 17025
2441 | Electromagnetic compatibility (EMC) - Technical Specification for Short Range Devices | IDA TS SRD Issue 1 Rev 6, May 2011; IDA TS SRD Issue 1 Rev 7, April 2013 | ISO 17025
2442 | Electromagnetic compatibility (EMC) - Technical Specification for Ultra Wideband (UWB) Devices | IDA TS UWB Issue 1 Rev 1, May 2011 | ISO 17025
2443 | Electromagnetic compatibility (EMC) - Technical Specification for Wireless Broadband Access (WBA) Equipment | IDA TS WBA Issue 1 Rev 1, May 2011; IDA TS WBA Issue 1 Rev 2, November 2012 | ISO 17025
2444 | Electromagnetic compatibility (EMC) - Test Method for Electromagnetic Interference; With KN 301 489-1 (Annex 8-1) Korean Only | KN 301 489-1 (Annex 8-1) w/ RRA Announce 2013-24 (6/17/2013); KN 301 489-3 (Annex 8-8) w/ RRA Announce 2013-24 (6/17/13); KN 30 I 489-1 7 (Annex 8-3) w/ RRA Announce 2013-24 (6/ 17/ 13); KN 301 489-24 (Annex 8-4) w/ RRA Announce 2013-24 (6/17/13); KN 301 489-27 (Annex 8-14) w/ RRA Announce 2013-24 (6/17/ 13) | ISO 17025
2445 | Electromagnetic compatibility (EMC) - Test Method for Electromagnetic Interference; With KN 61000-6-3 (Annex 14) Korean Only | KN 61000-6-3 (Annex 14) with RRA Announce 2013-24 (6/ 17/ 13); KN 61000-6-4 (Annex 15) with RRA Anounce 2013-24(6/ 17/20 13) | ISO 17025
2446 | Electromagnetic compatibility (EMC) - Test Method for Electromagnetic Interference; With KN l l (Am1ex 2). K Only | KN 11(Annex2) with RRA Announce 2012-21 (Jun. 28, 2012); KN 11 (Annex2) with RRA Announce 2013-24 (June 17, 2013); KN14- 1 (Annex 4) with RRA Announce 2012-21 (Jun. 28, 2012); KN14- 1 (Annex 4) with RRA Announce 2013-24 (Jun. 17 2013); KN 14-2 (Annex 4) RRA Announce 2014-92 (Dec29,2014) | ISO 17025
2447 | Electromagnetic compatibility (EMC) - Test Method for Electromagnetic Susceptibility (RRA A1U1ounce 2012-22, June 28, 2012) Konly | KN 61000-6- 1(Annex 11); RRA Announce 2012-22 (Jun 28, 2012); KN 61000-6-1(Annex11); RRA Announce 2013-25 (Jun 17, 2013); KN 61000-6-2(Annex 14); RRA Announce 2012-22 (Jun.28,2012); KN 61000-6-2 (Annex 14) w/ RRA Announce2013-25 (6/17/13) | ISO 17025
2448 | Electromagnetic compatibility (EMC) - Test Method for Electromagnetic Susceptibility (RRA Announce 2012-22, June 28, 2012) K only | KN 61000-4-1 1 (Annex 1-7) RRA Announce 20I2-22(Jun.28, 20I2); KN 61000-4-11 (Annex 1-7) RRA Announce 2013-25(June 17, 2013 | ISO 17025
2449 | Electromagnetic compatibility (EMC) - Test Method for Electromagnetic Susceptibility (RRA Announce 2012-22, June 28, 2012) K only | KN 24 (Annex 5) with RRA Announce 20 I2-22 (Jun. 28, 2012); KN 24 (Annex 5) with RRA Announce 2013-25 (Jun. 17, 2013) | ISO 17025
2450 | Electromagnetic compatibility (EMC) - Test Method for Electromagnetic Susceptibility (RRA Announce 2012-22, June 28, 2012) K only | KN 61000-4-3 (Annex 1-2) RRA Announce 2012-22(Jun. 28, 2012); KN 61000-4-3 (Annex 1-2) RRA Announce 2013-25(June17, 2013) | ISO 17025
2451 | Electromagnetic compatibility (EMC) - Test Method for Electromagnetic Susceptibility (RRA Announce 2012-22, June 28, 2012) Konly | KN 61000-4-2 (Annex 1-1) RRA Announce 20I2-22(Jun. 28, 20I2); KN 61000-4-2 (Annex 1-1) RRA Announce2013-25(June17, 2013) | ISO 17025
2452 | Electromagnetic compatibility (EMC) - Test Method for Electromagnetic Susceptibility (RRA Announce 2012-22, June 28, 20I2) Konly | KN 301-489-01 (Annex 8-1);RRA Announce 2012-22(Jun. 28,2012); KN 301-489-07 (Annex 8-2); RRA Announce 2012-22(Jun 28,2012); KN 301-489- 17 (Annex 8-3); RRA Announce 2012-22(Jun 28,2012); KN 301-489-24 (Annex 8-4); RRA Announce 2012-22(Jun 28,2012); KN 301-489-24 (Annex 8-4); RRA Announce 2013-25(Jun 17,2013); KN 301-489-03 (Annex 8-8); RRA Announce 2012-22(Jun.28,2012); Test Method for Electromagnetic Susceptibility (RRA Announce 2013-25, June 17, 2013) K only | ISO 17025
2453 | Electromagnetic compatibility (EMC) - Test Method for Electromagnetic Susceptibility; With KN 30 I 489-7 (Annex 8-2) Korean Only | KN 301 489-7 (Annex 8-2) w/ RRA Announce 2013-25 (6/17/ 13); KN 301 489-1 (Annex 8-1) w/ RRA Announce 2013-25 (6/17/13); KN 301 489-17 (Annex 8-3) w/ RRA Announce 2013-25 (6/17/l 3) | ISO 17025
2454 | Electromagnetic compatibility (EMC) - Test Methods for Electromagnetic Interference (RRA Announce 201 2-21, June 28, 2012) Konly | KN22 (Annex 5) with RRA Announce 2012-21(Jun.28, 2012); KN22 (Annex 5) with RRA Announce 2013-24 (June 17, 2013); KN 301-489-07 (Annex 8-2); RRA Announce2012-21 ,(Jun 28,2012); KN 301-489-07 (Annex 8-2); RRA Announce2013-24,(Jun 17,2013); KN 301-489-24 (Annex 8-4); RRA Announce2012-21,(Jun 28,2012); KN 301-489-27(Annex 8-14); RRA Announce2012-21(Jun. 28,2012) | ISO 17025
2455 | Electromagnetic compatibility (EMC) - Test Methods for Electromagnetic Interference using KN 16-1-1, KN 16-1-2, KN 1·6-1-3, KN 16-1-4, KN 16-1-5, KN 16-2-1 , KN 16-2-2, KN 16-2-3, KN 16-2-4 (2008-05) | RRA Announce 2013-24, June 17, 2013;Korean only | ISO 17025
2456 | Electromagnetic compatibility (EMC) - Test Methods for Electromagnetic Susceptibility (RRA Announce 2012-22, June 28, 2012) K only | KN 61000-4-4 (Annex 1-3) RRA Announce 2012-22(Jun. 28, 2012); KN 61000-4-4 (Annex 1-3) RRA Announce 2013-25 (June 17, 2013); KN 61000-4-5 (Annex 1-4) RRA Announce 2012-22(Jun. 28, 2012); KN 61000-4-5 (Annex 1-4) RRA Announce2013-25 (June17, 2013); KN 61000-4-6 (Annex 1-5) RRA Announce 2012-22(Jun. 28, 2012); KN 61000-4-6 (Annex 1-5) RRA Announce 2013-25(June17, 2013); KN 61000-4-8 (Annex 1-6) RRA Announce 2012-22(Jun. 28, 2012); KN 61000-4-8 (Annex 1-6) RRA Announce 2013-25(June17, 2013 | ISO 17025
2457 | Electromagnetic compatibility (EMC) - Test Methods of radio disturbance for multimedia equipment | KN 32:2013 (Annex 16); KN 32:2015 (Annex 11) | ISO 17025
2458 | Electromagnetic compatibility (EMC) - Test Specification Number 1 (2002) | Lloyd's Register - LR Type Approval System | ISO 17025
2459 | Electromagnetic compatibility (EMC) - Test Specification Number 1 (2013) | Lloyd's Register - LR Type Approval System | ISO 17025
2460 | Electromagnetic compatibility (EMC) - Test Specification Number 1 (2015) | Lloyd's Register - LR Type Approval System | ISO 17025
2461 | Electromagnetic compatibility (EMC) - The Third Generation Mobile Telecommunication Tenninal Equipment Technical Specifications | PLMN08 (2012) | ISO 17025
2462 | Electromagnetic compatibility (EMC) - TIA Standard: Land Mobile FM or PM Communications Equipment - Measurement and Performance Standard | ANSl/TIA/EIA-603-D (2010) | ISO 17025
2463 | Electromagnetic compatibility (EMC) - Trunked Radio Terminal Equipment Technical Specifications | PLMN04 (2003); PLMN04 (2007) | ISO 17025
2464 | Electromagnetic compatibility (EMC) - Ultra-Wideband Operation Intentional Radiators in 47 CFR FCC Part 15, Subpart F | ANSI C63.10 (2013) | ISO 17025
2465 | Electromagnetic compatibility (EMC) - Unintentional Radiators in 47 CFR FCC Part 15, Subpart B | ANSI C63.4 (2014); ANSI C63.4 (2009) | ISO 17025
2466 | Electromagnetic compatibility (EMC) - Uninterruptible power systems (UPS) - Part 2 | CNS 14757-2 (1992-07) | ISO 17025
2467 | Electromagnetic compatibility (EMC) - Uninterruptible power systems (UPS) - Part 2: Electromagnetic compatibility (EMC) requirements | EN 62040-2 (2006) | ISO 17025
2468 | Electromagnetic compatibility (EMC) - Uninterruptible power systems (UPS) Part 1-2: General and safety requirements for UPS used in restricted access locations | lEC 62040-1-2:2002 | ISO 17025
2469 | Electromagnetic compatibility (EMC) - Unlicensed National Information Infrastructure Devices in 47 CFR FCC Part 15, Subpart E | ANSI C63.4 (2009) | ISO 17025
2470 | Electromagnetic compatibility (EMC) - Unlicensed National Information Infrastructure Devices without DFS Intentional Radiators in 47 CFR FCC Part 15, Subpart E | ANSI C63.10 (2013) | ISO 17025
2471 | Electromagnetic compatibility (EMC) - Unlicensed Personal Communications Service Devices in 47 CFR FCC Part 15, Subpart D | ANSI C63 .1 7 (2006) and ANSI C63.4 (2003) | ISO 17025
2472 | Electromagnetic compatibility (EMC) - Unlicensed Personal Commw1ications Service Devices in 47 CFR FCC Part 15, Subpart D | ANSI C63.17 (2013) | ISO 17025
2473 | Electromagnetic compatibility (EMC) - Unlicensed Radio Equipment Established Without Notice; Korea only | MSIP Public Notification 2015-9 l(Nov. 1 1, 2015); Korean only | ISO 17025
2474 | Electromagnetic compatibility (EMC) - Vehicles, boats and internal combustion engine driven devices - Radio disturbance characteristics | ClSPR 12 (2007) +Al (2009) | ISO 17025
2475 | Electromagnetic compatibility (EMC) - Vehicles, boats and internal combustion engines. Radio disturbance characteristics. Limits and methods of measurement for the protection of off-board receivers | EN 55012 (2007) +A1 (2009) | ISO 17025
2476 | Electromagnetic compatibility (EMC) - White Space Device Intentional Radiators in 47 CFR FCC Part 15, Subpart H | ANSI C63.10 (2013) | ISO 17025
2477 | Electromagnetic compatibility (EMC) - White Space Devices (WSDs) | RSS-222, Issue 1 (February 2015) | ISO 17025
2478 | Electromagnetic compatibility (EMC) - Wireless Broadband Access Equipment Operating in the Band 3650-3700 MHz | RSS-197, Issue 1(February 2010) | ISO 17025
2479 | Electromagnetic compatibility (EMC) - Wireless Communication Service (WCS) Equipment Operating in the Bands 2305-2320 MHz and 2345-2360 MHz | RSS- 195, Issue 2 (April 2014) | ISO 17025
2480 | Electromagnetic compatibility (EMC) - Wireless Power Transfer Devices | RSS-216, Issue 2 (January 20, 2016) | ISO 17025
2481 | Electromagnetic compatibility (EMC) - Zone Enhancers for the Land Mobile Service | RSS-131, Issue 2 (July 2003) | ISO 17025
2482 | ElectroMagnetic Compatibility (EMC) standard for radio equipment and services; Part 1: Common technical requirements; Harmonised Standard for ElectroMagnetic Compatibility | ETSI EN 301 489-1 V2.2.3 (2019-11) | ISO 17025
2483 | ElectroMagnetic Compatibility (EMC) standard for radio equipment and services; Part 27: Specific conditions for Ultra Low Power Active Medical Implants (ULP-AMI) and related peripheral devices (ULP-AMI-P); Harmonised Standard covering the essential requirements of article 3.1(b) of Directive 2014/53/EU | ETSI EN 301 489-27 V2.2.1 (2019-04) | ISO 17025
2484 | Electromagnetic compatibility (EMC) standard for radio equipment and services; Part 3: Specific conditions for Short-Range Devices (SRD) operating on frequencies between 9kHz and 246 GHz; Harmonised Standard covering the essential requirements of article 3.1(b) of Directive 2014/53/EU | ETSI EN 301 489-3 V2.1.1 (2019-03) | ISO 17025
2485 | ElectroMagnetic Compatibility (EMC) standard for radio equipment and services; Part 31: Specific conditions for equipment in the 9 kHz to 315 kHz band for Ultra Low Power Active Medical Implants (ULP-AMI) and related peripheral devices (ULP-AMI-P); Harmonised Standard covering the essential requirements of article 3.1(b) of the Directive 2014/53/EU | ETSI EN 301 489-31 V2.2.1 (2019-04) | ISO 17025
2486 | ElectroMagnetic Compatibility (EMC) standard for radio equipment and services; Part 51: Specific conditions for Automotive, Ground based Vehicles and Surveillance Radar Devices using 24,05 GHz to 24,25 GHz, 24,05 GHz to 24,5 GHz, 76 GHz to 77 GHz and 77 GHz to 81 GHz; Harmonised Standard covering the essential requirements of article 3.1b of Directive 2014/53/EU | ETSI EN 301 489-51 V2.1.1 (2019-04) | ISO 17025
2487 | ElectroMagnetic Compatibility (EMC) standard for radio equipment and services; Part 6: Specific conditions for Digital Enhanced Cordless Telecommunications (DECT) equipment; Harmonised Standard covering the essential requirements of article 3.1(b) of the Directive 2014/53/EU | ETSI EN 301 489-6, V2.1.1 (2016-11) | ISO 17025
2488 | Electromagnetic compatibility (EMC). Generic standards. Immunity standard for industrial environments | EN IEC 61000-6-2 (2019) | ISO 17025
2489 | Electromagnetic compatibility of multimedia equipment - Emission requirements | CISPR 32 (2015) + A1 (2019) | ISO 17025
2490 | Electromagnetic compatibility of multimedia equipment - Immunity requirements | CISPR 35 (2016) | ISO 17025
2491 | Electromagnetic compatibility. Requirements for household appliances, electric tools and similar apparatus - Emission | EN 55014-1 (2019) | ISO 17025
2492 | ERM; ElectroMagnetic Compatibility (EMC) standard for radiio equipment and services; Part 19: Specific conditions for Receive Only Mobile Earth Stations (ROMES) operating in the 1.5 GHz band providing data communications | ETSI EN 301 489-19 V2.1.1 (2019-04) | ISO 17025
2493 | Explosive atmospheres - Part 29-1: Gas Detectors - Performance Requirements of Detectors for Flammable Gases ( Clause 5.4.21) | IEC 60079-29-1, Ed. 2.0 (2016); Clause 5.4.21 | ISO 17025
2494 | Explosive atmospheres - Part 29-4: Gas detectors - Performance requirements of open path detectors for flammable gases (Clause 5.4.17) | IEC 60079-29-4, Ed. 1 (2009), Clause 5.4.17 | ISO 17025
2495 | Generic standard for assessment of low power electronic and electrical equipment related to human exposure restrictions for electromagnetic fields (10 MHz - 300 GHz) | EN 50663 (2017) | ISO 17025
2496 | Guidance for Compliance Measurement on Digital Transmission System, Frequency Hopping Spread Spectrum System, and Hybrid System Devices Operating Under Section 15.247 of the FCC Rules | FCC KDB 558074 D01 (April 2, 2019) | ISO 17025
2497 | Industrial, scientific and medical equipment - Radio-frequency disturbance characteristics - Limits and methods of measurement | CISPR 11 ED. 6.2 (2019) Amendment 1 (2016) excluded | ISO 17025
2498 | Industrial, scientific and medical equipment&mdash;Radio-frequency disturbance characteristics&mdash;Limits and methods of measurement (CISPR 11:2015 +AMD1:2016 (ED.6.1) MOD) | AS CISPR 11 (2017) | ISO 17025
2499 | Information technology equipment - Radio disturpance characteristics - Limits and methods of measurement | RSS-130, Issue 2 (February 2019) | ISO 17025
2500 | Information Technology Equipment (Including Digital Apparatus) - Limits and methods of measurement | ICES-003 Issue 6 (April 2019) | ISO 17025
2501 | Licence-Exempt Radio Apparatus: Category I Equipment | RSS-210, Issue 10 (December 2019) | ISO 17025
2502 | Licence-Exempt Radio Apparatus: Category II Equipment | RSS-310, Issue 5 (January 2020) | ISO 17025
2503 | Licensed Wireless Microphones | RSS-123, Issue 4 (August 2019) | ISO 17025
2504 | Medical electrical equipment - Part 1-2: General requirements for safety - Collateral standard: Electromagnetic compatibility - Requirements and tests | IEC 60601-1-2, Ed. 4.0 (2014) + A1 (2020) | ISO 17025
2505 | National technical regulation on electromagnetic compatibility for Base Station, Repeater, ancillary equipment of digital cellular telecommunications systems GSM, W-CDMA FDD and LTE | QCVN 103 (2016): BTTTT | ISO 17025
2506 | National technical regulation on Electromagnetic compatibility of multimedia equipment - Emission requirements | QCVN 118 (2018): BTTTT | ISO 17025
2507 | National technical regulation on Evolved Universal Terrestrial Radio Access (E-UTRA FDD) Repeater | QCVN 111 (2017):BTTT | ISO 17025
2508 | National technical regulation on Evolved Universal Terrestrial Radio Access (E-UTRA) Base Stations (BS) | QCVN 110 (2017):BTTTT | ISO 17025
2509 | National technical regulation on Evolved Universal Terrestrial Radio Access (E-UTRA) User Equipment (UE) - Radio Access | QCVN 117 (2018): BTTTT | ISO 17025
2510 | National technical regulation on general electromagnetic compatibility for radio broadband data transmission equipment | QCVN 112 (2017): BTTTT | ISO 17025
2511 | NOM (Normas Oficiales Mexicanas) Certification ​- the CE Mark for Mexico (involves EMC, Safety, etc) | NOM | ISO 17025
2512 | Point-to-multipoint broadband equipment operating in the bands 512-608 MHz for rural remote broadband systems (RRBS) (TV Channels 21 to 36) | RSS-196, Issue 2 (February 2019) | ISO 17025
2513 | Product standard to demonstrate the compliance of wireless communication devices with the basic restrictions and exposure limit values related to human exposure to electromagnetic fields in the frequency range from 30 MHz to 6 GHz: hand-held and body mounted devices in close proximity to the human body | EN 50566 (2017) | ISO 17025
2514 | Radio Equipment Directive (RED) Testing - Notified Body Services | Annex III, Conformity Assessment Modules B and C | ISO 17025
2515 | Short Range Devices (SRD); Radio equipment to be used in the 1 GHz to 40 GHz frequency range; Harmonised Standard for access to radio spectrum | ETSI EN 300 440 V2.2.1 (2018-07) | ISO 17025
2516 | The Third Generation Mobile Telecommunication Terminal Equipment Technical Specifications | PLMN08 (2018) | ISO 17025
2517 | Ultra-Low Power (ULP) Wireless Medical Capsule Endoscopy Devices Operating in the 430-440 MHz Band | RSS-246, Issue 1 (March 2019) | ISO 17025
2518 | Vehicles, Boats and Other Devices Propelled by an Internal Combustion Engine, Electrical Means or Both; Includes updates on e-labelling (Nov 2014) and diesel engine transition period (Feb 2017) | ICES-002 Issue 6, A1 (Mar 2013) | ISO 17025
2519 | White Space Devices (WSDs) | RSS-222, Issue 2 (January 2020) | ISO 17025
2520 | Wideband transmission systems; Data transmission equipment operating in the 2.4 GHz band; Harmonised Standard for access to radio spectrum | ETSI EN 300 328 V2.2.2 (2019-07) | ISO 17025
2521 | Wireless power transmission systems, using technologies other than radio frequency beam in the 19-21 kHz, 59-61 kHz, 79-90 kHz, 100-300 kHz, 6,765-6,795 kHz ranges; Harmonised Standard covering the essential requirements of article 3.2 of Directive 2014/53/EU | ETSI EN 303 417 V1.1.1 (2017-09) | ISO 17025
2522 | Zone enhancers | RSS-131, Issue 3 (May 2017) | ISO 17025
2523 | Low-power Radio-frequency Devices - Technical Regulations | LP0002 (July 2020) | SAC 17025
2524 | Acid immersion test | ASTM C581:1983 | ISO 17025
2525 | Aggregate & Soils: Moisture Content | ASTM D 2216-05 | ISO 17025
2526 | Aggregate Particle Density and Water Absorption | BS 812 Part 2(Cl. 5.4&5.5)
2527 | Aggregate Ten Percent Fines | BS 812 Part 111-90 | ISO 17025
2528 | Air Content of Concrete | ASTM C231-91b, BS 1881: Pt 106: 1983 | ISO 17025
2529 | Calcium nitrate content | WRC Procedure No. 809:1980 | ISO 17025
2530 | Carbon Equivalent Testing | OES/CP | ISO 17025
2531 | Chemical Analysis | BS EN 196 | ISO 17025
2532 | Chemical Analysis, Optical Emission Spectroscopy (OES), other methods |  | ISO 17025
2533 | Chemical-Carbon-Sulphur-Phosphorus Testing | CN | ISO 17025
2534 | Chloride- Water | APHA 4110B | UKSA 17025
2535 | Coarse Aggregate Flakiness Index and Elongation Index | BS 812- 105.1 & 105.2 | ISO 17025
2536 | Consistency and setting time | BS EN 196 | ISO 17025
2537 | Density | ASTM D1622-1993 | ISO 17025
2538 | Density and thicknes | ASTM D3549/D2726 | ISO 17025
2539 | Density of cubes | BS 1881:Pt. 114:1983 | ISO 17025
2540 | Elongation index | BS 812 sec 105.2:1990 | ISO 17025
2541 | Extraction and sieve analysis | ASTM D 2172/D5444 | ISO 17025
2542 | Fineness | ASTM C 204 | ISO 17025
2543 | Flakiness index | BS 812 sec 105.1:1989 | ISO 17025
2544 | Fluoride - Water | APHA 4110B | UKSA 17025
2545 | Heat of Hydration (7 and 28 days) | ASTM C 186 | ISO 17025
2546 | Materials finer than 75micron sieve | ASTM C117-95 | ISO 17025
2547 | Materials passing 75 micron sieve | ASTM D 1140 | ISO 17025
2548 | Maximum theoretical specific gravity | ASTM D2041 | ISO 17025
2549 | Moisture Content of Soil (Drying) | ASTM D 2216-10 | ISO 17025
2550 | Nitrate- Water | APHA 4110B | UKSA 17025
2551 | Nitrite- Water | APHA 4110B | UKSA 17025
2552 | Nuclear Density test | ASTM D6938-17 | ISO 17025
2553 | Particle Size Analysis of Aggregate | [ASTM D5444-08] | ISO 17025
2554 | Phosphate- Water | APHA 4110B | UKSA 17025
2555 | Plastic limit & plastic limit index | ASTM D 4318 | ISO 17025
2556 | Quality of water | AASHTO T26-79 (1993) | ISO 17025
2557 | Rapid chloride permeability | ASTM C1202:97 | ISO 17025
2558 | rubber bitumen emulsion |  | ISO 17025
2559 | Rubber content/solid content | Road research laboratory | ISO 17025
2560 | Sand equivalent Value | ASTM D2419 | ISO 17025
2561 | Setting Time by penetration resistance | ASTM C403-90 | ISO 17025
2562 | Sieve Analysis | ASTM C136-96a | ISO 17025
2563 | Slump of concrete | BS 1881: Pt. 102:1983 | ISO 17025
2564 | Soil Dry Density/ Moisture Content Relationship | ASTM D 1557/BS 1377 P4 | ISO 17025
2565 | Soil In-situ Density Test Using Complex-Impedance Measuring Instrument (CIMI) | ASTM D 7698-11 | ISO 17025
2566 | Soundness Test Determination of Coarse Aggregate Using Sulfate Solution | ASTM C 88 -13 | ISO 17025
2567 | Specific gravity & Water absorption of coarse agg. | ASTM C127-88 (1993), ASTM C128 (1993) | ISO 17025
2568 | Specific Gravity of Soil Solids by Water Pcynometer | ASTM D 854-14 | ISO 17025
2569 | Sulphate- Water | APHA 4110B | UKSA 17025
2570 | Ten percent fines Value | BS 812 Pt 111:1990 | ISO 17025
2571 | Total water content | BS 1881:Pt 124: 1988 | ISO 17025
2572 | Transverse Strength ofprecast conc. kerb | BS 7263:Pt.1:1994 | ISO 17025
2573 | Water Absorption | BS 1881 Pt.122:1983 | ISO 17025
2574 | Water absorption (Plastic) | BS 2782:Pt 4 Method 430A-430D 1983 | ISO 17025
2575 | Water absorption of p.c kerb | BS 7263:Pt.1:1994 | ISO 17025
2576 | Water absorption of paving blocks | ASTM C140:96b | ISO 17025
2577 | Water penetration | DIN 1048-91 | ISO 17025
2578 | Water permeability | BS EN 12390 Pt. 8 2000 | ISO 17025
2579 | Failure Analysis-Visual Examination | Client Requirement | N/A
2580 | Dimensions of kerb | BS 7263:Pt.1:1994 | ISO 17025
2581 | Dimensions of masonry blocks | BS 6073:1981 Pt 1 | ISO 17025
2582 | Dimensions of paving blocks | BS 6717:Pt 1:1993 | ISO 17025
2583 | Acid Mists | NIOSH 7903
2584 | Acid soluble chloride content | BS 1377:Pt 3:1990, BS 1881 Pt 124:1988
2585 | Acid Soluble Chloride Salts | BS EN 1744-5: 2006 (E) | n/a
2586 | Acid Soluble Sulphate Content | BS EN 1744-1: 2009 Sec.12, BS 1377:Pt 2:1990, BS 1881 Pt 124:1988 | n/a
2587 | Acidity | APHA 2310B | n/a
2588 | Aggregate Bulk Density | BS 812 Part 2
2589 | Aggregate Impact Value (AIV) | BS 812: Part 112: 1990 | ISO 17025
2590 | Aggregate Particles Size Distribution | ASTM C136-06 & ASTM C117-14, BS 812-103.1 | ISO 17025
2591 | Air Emissions Testing - Air Flow | EX-M-OP-AA-MD004
2592 | Air Emissions Testing - Ammonia | EX-M-OP-AA-MD004
2593 | Air Emissions Testing - BTEX | US EPA CFR Part 50, UK EA TGN M9
2594 | Air Emissions Testing - Carbon Dioxide | EX-M-OP-AA-MD004
2595 | Air Emissions Testing - Carbon Monoxide | EX-M-OP-AA-MD004
2596 | Air Emissions Testing - Formaldehyde | EX-M-OP-AA-MD004
2597 | Air Emissions Testing - Hydrogen Sulphide | US EPA CFR Part 50, UK EA TGN M9
2598 | Air Emissions Testing - Hydrogen Sulphide | EX-M-OP-AA-MD004
2599 | Air Emissions Testing - Meteorological | US EPA CFR Part 50, UK EA TGN M9
2600 | Air Emissions Testing - Methane / Non Methane VOCs | US EPA CFR Part 50, UK EA TGN M9
2601 | Air Emissions Testing - Ozone | EX-M-OP-AA-MD004
2602 | Air Emissions Testing - PM10 & PM2.5 | US EPA Method 201A, EX-M-OP-AA-MD004
2603 | Air Emissions Testing - Speciated Organics | US EPA Method 18 / EN 13649
2604 | Air Emissions Testing - Volatile Organic Compounds | EX-M-OP-AA-MD004
2605 | Aldehydes | MDHS 102
2606 | Alkalinity (inc. total,p,m,carbonate,bicarbonate) | APHA 2320 B | n/a
2607 | Amines | MDHS 96
2608 | Ammonia (NH3) | EN 14791, NIOSH 6015rev | ISO 17025 DAC & GAC
2609 | Ammonia Nitrogen | APHA 4500NH3 B&C, EPA 350.1, HACH 8155 | n/a
2610 | Ammonium | APHA 4500NH3-H | n/a
2611 | Appearance | APHA 2110 | n/a
2612 | Biochemical Oxygen Demand (BOD) | APHA 5210B | n/a
2613 | Bromate | EPA 300.1 | n/a
2614 | Bromate- Water | APHA 4110B | UKSA 17025
2615 | Bromide | EPA 300.1 | n/a
2616 | Bromide- Water | APHA 4110B | UKSA 17025
2617 | BTEX plus MTBE | EPA 8260B, EPA 8015 | UKAS 17025
2618 | Bulk Density | BS 812 Pt 2:1995, ASTM C 29/C 29M-07
2619 | Carbon Dioxide | US EPA Method 3A | ISO 17025 DAC & GAC
2620 | Carbon Dioxide | APHA 4500CO2 C | n/a
2621 | Carbon Monoxide | US EPA CFR Part 50, UK EA TGN M9, In house method E-M-OP-AA-MD002, US EPA Method 10 | ISO 17025 DAC
2622 | Cement Aggregate Combination | ASTM C 227-03
2623 | Cement Content | BS 1924 Pt 2 CL 15.1, BS 1881 Pt 124:1988
2624 | Cement type of concrete | BS 1881 Pt 124: 1988
2625 | Chemical Oxygen Demand (COD) | APHA 5220B | n/a
2626 | Chemical Oxygen Demand (COD) | APHA 5220B | n/a
2627 | Chloride (Cl) | EPA 300.1, APHA 4500Cl B, APHA 4500Cl D | n/a
2628 | Chloride (Cl) | ASTM D 512 | ISO 17025
2629 | Chloride (Cl) | ASTM D512-10, BS 812: Part 117: 1988, BS EN 196-2: 2013, BS 812 Pt 117:1988, BS 1881-124:1988, AASHTO T260-95 | n/a
2630 | Chloride permeability (ponding test) - Hardened Concrete | AASHTO T259-93
2631 | Chlorinated Hydrocarbons | EPA 8260B | UKAS 17025
2632 | Chlorine | NIOSH 6011
2633 | Chlorine (Free) | HACH 8021 | n/a
2634 | Chlorine (Total Residual) | HACH 8167 | n/a
2635 | Chlorite | EPA 300.1 | n/a
2636 | Clostridium Perfringins | CCFRA 3.6.1 | n/a
2637 | Color Evaluation | APHA 2120 | n/a
2638 | Compaction fraction | AFTLD Procedure CA 024$
2639 | concrete beams - Hardened Concrete
2640 | concrete beams - Hardened Concrete
2641 | Concrete dust sampling - Hardened Concrete | AASHTO T260-84
2642 | Conductivity | APHA 2510B | n/a
2643 | Coring for stability sample - Asphalt | ASTM D140
2644 | Corrosion rate measurement - Hardened Concrete | Linear polarisation
2645 | Covermeter survey - Hardened Concrete | BS 1881:Pt 204:1988
2646 | Crack mapping - Hardened Concrete | BRE Digest 343
2647 | Crushed face analysis | DM 300/301
2648 | Cubic and prismatic specimens - Hardened Concrete
2649 | Delamination survey - Hardened Concrete | ASTM D4580-86/Conc. Society
2650 | Density/ moisture relationship | BS 1377 Pt 4:1990
2651 | Depth of carbonation - Hardened Concrete | Building research Establishment
2652 | Dimensional stone - Compressive strength - Hardened Concrete | ASTM C170-90
2653 | Dimensional stone modulus of rapture - Hardened Concrete | ASTM C99-87
2654 | Dimensional stone-SG & water absorption - Hardened Concrete | ASTM C97-90
2655 | Dioxins, Furans & PCBs | US EPA Method 23A / EN 1948 | ISO 17025 DAC & GAC
2656 | Dissolved Organic Carbon | APHA 5310B | n/a
2657 | Dissolved Oxygen | APHA 4500O G, C | n/a
2658 | Drilling of concrete cores | BS 1881:Pt 120:1983
2659 | Drying Shrinkage | BS 812 Pt 120:1989
2660 | Easy Liberated Cyanide (Free) | HACH 8027 | n/a
2661 | Electrical resistivity - Hardened Concrete | Wenner 4 pin procedure
2662 | Environmental Noise | EX-M-OP-NO-MD001 | ISO 17025 DAC & GAC
2663 | Expansion and Bleeding Of Freshly Mixed Grouts for Preplaced Aggregate Concrete | ASTM C 940-16
2664 | Ferrous Iron | HACH 8146 | n/a
2665 | Flexural test for modulus of rupture of moulded - Hardened Concrete | BS 1881:Pt.118:83, ASTM C78-84
2666 | Floating Particles | APHA 2530B | n/a
2667 | Flow of grout for preplaced aggregate concrete (Flow Cone Test) | ASTM C 939-10
2668 | Fluoride | EPA 300.1 | n/a
2669 | Fluoride | HACH 8029 | n/a
2670 | Geological description of the aggregates by visual examination | As per BS 5930
2671 | GRO (C5 to C10) VPH | EPA 8015B | UKAS 17025
2672 | Groundwater Sampling | EX-M-OP-GW-MD001
2673 | Halfcell potential survey - Hardened Concrete | ASTM C876:91
2674 | Heavy Metals | US EPA Method 29 | ISO 17025 DAC & GAC
2675 | Helminth Eggs | WHO 1996/WHO-EM/CEH/121/E (2004) | n/a
2676 | Hexavalent Chromium | HACH 8023 | n/a
2677 | Hydrogen Chloride | US EPA Method 26/a | ISO 17025 DAC & GAC
2678 | Hydrogen Cyanide | US EPA OTM 39 | ISO 17025 DAC & GAC
2679 | Hydrogen Cyanide | MDHS 56/3
2680 | Hydrogen Fluoride | US EPA Method 26/a, US EPA Method 13b | ISO 17025 DAC & GAC
2681 | Hydrogen Sulphide | US EPA Methd 11, EN 13649 | ISO 17025 DAC & GAC
2682 | Hydrogen Sulphide | OSHA 1008
2683 | Hydrogen Sulphide | Calculated Value | n/a
2684 | Inhalable/Respirable dust | MDHS 14/4
2685 | Initial surface absorption Modulus of elasticity - Hardened Concrete | BS 1881 Pt.208:1996
2686 | Insitu CBR | BS 1377 Pt.9:1990
2687 | In-situ density test (large pouring) | BS 1377 Pt 9.2.2:1990
2688 | Laboratory Compaction Characteristics of Soil Using Modified Effort | ASTM D 1557-12 | ISO 17025
2689 | Lactic Acid Bacteria | CCFRA 2.6.1 | n/a
2690 | Langlier Index | - | n/a
2691 | Light weigth pieces in aggregates | ASTM C123-96
2692 | Linear Shrinkage | BS 1377 Pt 2:1990
2693 | Load test - Hardened Concrete | BS 8110:Pt 1:85 (Conc. Structure)
2694 | Lquid limit | BS 1377 Pt 2:1990 CL 4.3
2695 | Materials finer than 75micron sieve | BS 812 sec 103.1:1985
2696 | Metals in Air | NIOSH 7300
2697 | Modulus of elasticity - Hardened Concrete | ASTM C469-87a
2698 | Moisture Content | BS 1377 Pt 2:1990, BS 812 Pt 109:1990
2699 | Nitrate | EPA 300.1, EPA 353.2, APHA 4500– NO3- I, HACH 8171 | n/a
2700 | Nitric Oxide / Nitrogen Dioxide | US EPA CFR Part 50, UK EA TGN M9, In house method E-M-OP-AA-MD002 | ISO 17025 DAC
2701 | Nitrite | EPA 353.2, APHA 4500- NO2-, HACH 8507 | n/a
2702 | Nitrogen Kjeldhal (TKN) | APHA 4500Norg B | n/a
2703 | Nitrogen Total (TN) | ASTM D 5176 | n/a
2704 | Odour | APHA 2150 | n/a
2705 | Oil & Grease | APHA 5520B | n/a
2706 | Organic impurities in sand | ASTM C40-92
2707 | Organic matter | BS 1377:Pt 3:1990
2708 | Orthophosphate | HACH 8048 | n/a
2709 | Ortho-phosphate | EPA 365.1 | n/a
2710 | Oxides of Nitrogen (as NO2) | US EPA Method 7E | ISO 17025 DAC & GAC
2711 | Oxygen | US EPA Method 3A | ISO 17025 DAC & GAC
2712 | Ozone | US EPA CFR Part 50, UK EA TGN M9, In house method E-M-OP-AA-MD002 | ISO 17025 DAC
2713 | PAH | EPA 8270D | UKAS 17025
2714 | PAHs | ISO 11338 | ISO 17025 DAC & GAC
2715 | Particle Density & Water Absorption | BS 812 Pt 2:1995
2716 | Particle Density and water absorption - PYKNOMETER METHOD FOR AGGREGATE BETWEEN 0.063mm and 4mm | BS EN 1097-6 2013
2717 | Particulates | US EPA Method 5 & 17, EN 13284-1 | ISO 17025 DAC & GAC
2718 | pH | APHA 4500H+B | n/a
2719 | PH | ASTM D 1293 | ISO 17025
2720 | pH Value | BS 1377 | n/a
2721 | Phenol (Total) | HACH 8047 | n/a
2722 | Phosphorous, Total | HACH 8190 / 8048 | n/a
2723 | Plate Bearing Test | ASTM D1194-94
2724 | Potential alkali reactivity | ASTM C289-1994
2725 | Rapid Chloride Permeability | RILEM CPC 11.3, AASHTO T277-93
2726 | Rebound hammer test - Hardened Concrete | BS 1881:Pt 202:1986
2727 | Reinforcement examination - Hardened Concrete | Concrete Society Tech. Report #38
2728 | RELATIVE DENSITY AND WATER ABSORPTION OF AGGREGATE ( 10mm and smaller ) | BS 812-2 Method 5.5
2729 | SAir Emissions Testing - peciated Organics | EX-M-OP-AA-MD004
2730 | Salinity | APHA 2520B | n/a
2731 | SG Absorption and Voids in concrete - Hardened Concrete | ASTM C642-90
2732 | Shell Content | BS 812 sec 105.2:1990
2733 | Sieve Analysis | BS 812 sec 103.1:1985
2734 | Sieve Analysis | BS 1377 Pt 2:1990
2735 | Silica-SiO2 | HACH 8185/8186 | n/a
2736 | Sodium Adsorption Ratio (SAR) Calculation | - | n/a
2737 | Soil In-situ Density Test | BS 1377 Part 9 Cl 2-2
2738 | Soil Liquid Limit, Plastic Limit and Plasticity Index | BS 1377 Part 2
2739 | Soil Particle Size Distribution | BS 1377 Part 2 Cl. 9.2&9.3
2740 | Soil Sampling | In house
2741 | Soluble-Chemical Oxygen Demand (COD) | HACH 8000 | n/a
2742 | Sulphate (SO4) | APHA 4500SO42- C, ASTM D516, EPA 300.1, HACH 8051 / ASTM D516 | n/a
2743 | Sulphate (SO4) | ASTM D516-11 | n/a
2744 | Sulphate (SO4) | BS 812 :P 118 | n/a
2745 | Sulphate (SO4) | BS 1881-124:1988 | n/a
2746 | Sulphate (SO4) | BS 812 Pt 118:1988
2747 | Sulphide | APHA 4500S2-F | n/a
2748 | Sulphide | HACH 8131 | n/a
2749 | Sulphur Dioxide | US EPA CFR Part 50, UK EA TGN M9, In house method E-M-OP-AA-MD002, US EPA Method 6/6C | ISO 17025 DAC
2750 | SVOC | EPA 8270D | UKAS 17025
2751 | Temperature | APHA 2550B | n/a
2752 | Toluene Extractables | APHA 5520B | n/a
2753 | Total Coliform - Water | APHA 9221B | SAC 17025
2754 | Total Coliform (Simultaneous Detection with E.Coli) - Water | APHA 9223B | SAC 17025
2755 | Total Coliform (Treated Waste Water) | APHA 9222B | SAC 17025
2756 | Total Dissolved solid | BS 1377 Pt. 3 | ISO 17025
2757 | Total Dissolved Solid (TDS) | APHA 2540C | n/a
2758 | Total Dissolved Solids | BS 1427:2009 Cl 5.4 | n/a
2759 | Total Dissolved Solids (TDS) | BS 1377 | n/a
2760 | Total Organic Carbon (TOC) | APHA 5310B | n/a
2761 | Total Petroleum Hydrocarbons (C10 to C40) EPH | EPA 8015B | UKAS 17025
2762 | Total Solids | APHA 2540B | n/a
2763 | Total Suspended Solid (TSS) | APHA 2540D | n/a
2764 | Tributyl Tin | MOOPAM 1999-V.4.2.5 | UKAS 17025
2765 | Trihalomethanes | EPA 8260B | UKAS 17025
2766 | TSP, PM10 & PM2.5 | US EPA CFR Part 50, UK EA TGN M9, In house method E-M-OP-AA-MD003 | ISO 17025 DAC
2767 | Turbidity | APHA 2130B | n/a
2768 | Vertical Deformation and Strength of Characteristics of Soil by Plate Load Test | BS 1377 Part 9:1990
2769 | Volatile Organic Compounds by GC/MS | EPA 8260B | UKAS 17025
2770 | Volatile Organic Compounds by GC/MS | MDHS 96
2771 | Volatile Organic Compounds by GC/MS | US EPA Method 25A | ISO 17025 DAC & GAC
2772 | Volatile Suspended Solids | APHA 2540 E | n/a
2773 | VPH C5-C10 | EPA 8015B | UKAS 17025
2774 | Water absorption of tiles - Hardened Concrete | BS 4131:1973
2775 | Water Content of Soil by Microwave Oven | ASTM 4643
2776 | Water soluble chloride content[BS1377:3:1990Cl7.2] | BS1377:3:1990Cl7.2 | n/a
2777 | Water Soluble Salt | BS 1377-3:1990 | n/a
2778 | Water soluble salts | BS 1377:Pt3 method 5&&
2779 | Worm Parasites (Presence/Absence) | APHA 10750/10900 | n/a
2780 | Hardness & Microhardness Testing | Client Requirement, ASTM E384-11, BS EN ISO 6507-1:2005, EN 1043-2 : 1997, BS EN ISO 6506-1:2005 | ISO 17025
2781 | Hardness (Calcium) | APHA 3500Ca B | n/a
2782 | Hardness (Total) | APHA 2340C | n/a
2783 | Aggregate Abrasion Value | ASTM C 535-16 & C 131-14 | ISO 17025
2784 | Aggregate Crushing Value (ACV) | BS 812 Part 110-90 | ISO 17025
2785 | Bend and Rebend Testing | BS 4449/ASTM A615 | ISO 17025
2786 | Bend Test | ASME IX:2015, API 1104:2005 20th Ed, AWS D1.1/D1.1M:2008, AWS D1.6/D1.6M: 2007 | ISO 17025
2787 | Bend Test | EN 910 :1996 (2003), DNV Rules, DNV Rules Pt2:2011, DNV-OS-F101, 2000, DNV-OS-F101:2008, ASTM A185-07, ISO 7438:2005
2788 | Bend Testing of Rebar | Client Requirements, BS 4449:1988, ASTM A615/A615M-14, ASTM A775/A775M-07, | ISO 17025
2789 | Bond Strength - Coatings | ASTM D45451-92 | ISO 17025
2790 | Bond Strength - Hardened Concrete | IST 6-871
2791 | Bond strength of epoxy resin system | ASTM C882-91
2792 | California Bearing Ratio (CBR) | ASTM D 1883 | ISO 17025
2793 | Charpy/Izod Impact Testing | Client Requirement, ASTM E23-12c, ASTM A370-15, ASTM E23-12c, BS EN10045, BS131, BS 131:Part 1:1961(1996), UNI EN ISO 148-1:2011, BS EN ISO 148-1:2010 | ISO 17025
2794 | Coatings Test
2795 | Compacting factor | BS 1881 Pt.103:1993 | ISO 17025
2796 | Compressive Strength | ASTM D 1621-1994 | ISO 17025
2797 | Compressive Strength (3-7 and 28 days) | BS 4550 Pt.3 | ISO 17025
2798 | Compressive strength (Plastics) | BS 2782:Pt 3 Method 345A:1993 | ISO 17025
2799 | Compressive strength of concrete cylindrers | ASTM C39-96, BS 1881:Pt. 116:1983 | ISO 17025
2800 | Compressive strength of concrete kerb | BS 1881:Pt. 120:1983, amd 6109:1989 | ISO 17025
2801 | Compressive Strength of Cores | BS EN 12504 Pt. 1: 2000
2802 | Compressive Strength of precast concrete blocks | BS 6717:Pt 1:1993 | ISO 17025
2803 | Compressive Strength of precast concrete blocks | BS 6073:1981 Pt 2 | ISO 17025
2804 | Cross Weld Tensile | Client Requirement, ASME IX:2013, API 1104:2005 20th Ed, AWS D1.1/D1.1M:2008, AWS D1.6/D1.6M: 2007, EX-M-OP-MEC-MD001, DNV Rules, DNV Rules Pt2:2011, DNV-OS-F101, 2000, DNV-OS-F101:2008, EN 895 :1995 (2003), BS 8110-1: 1997, ISO 4136: 2001 | ISO 17025
2805 | Dimentional stability | ASTM D2126-1994 | ISO 17025
2806 | Dry Film Thickness (DFT) | Elcometer 121 | ISO 17025
2807 | Dry Film Thickness (DFT) - Nondestructive method | Elcometer magnetic gauge | ISO 17025
2808 | Flexural strength | ASTM D790-1992 | ISO 17025
2809 | Flexural strength (Plastics) | BS 2782:Pt 10 Method 1005:1996 | ISO 17025
2810 | Flow of grouts and limes | BS 4551-80, ASTM C230-90, D.O.T | ISO 17025
2811 | Fracture Test | Client Requirement, ASME IX:2013, API 1104:2005 20th Ed, AWS D1.1/D1.1M:2008 | ISO 17025
2812 | Indirect tensile strength of cylinders | BS 1881:Pt 117:83 | ISO 17025
2813 | Lap shear strength | BS 2782:Pt 3:340 A/B | ISO 17025
2814 | Load Test - Deflection Test | Client Requirement | N/A
2815 | Load Test - Failure Load | Client Requirement, ISO 898-2 : 2009, ASTM F606/F606M-07, DIN 267 Part 10-1988, ASTM D1621-10, BS 4449:2005, ASTM A370-15, BS 6744:2001+A2:2009, BS EN 124:1994 | N/A
2816 | Load Test - Maximum Load | Client Requirement | N/A
2817 | Load Test - Proof Load | Client Requirement, BS 3692:2001 | N/A
2818 | Load Test - Pull Off | Client Requirement | N/A
2819 | Load Test - Puncture Resistance | Client Requirement, ISO 12236:2006 | N/A
2820 | Load Test - Reinforcing Bar | Client Requirement | N/A
2821 | Los Angeles Abrasion Testing | ASTM C131, ASTM C535-89 | ISO 17025
2822 | Macroexamination and Microexamination | Client Requirement, ASME IX : 2013, API 1104:2005 20th Ed, AWS D1.1/D1.1M:2008, BS EN ISO 17639:2013, EX-M-OP-MET-MD006, DNV Rules, ASTM E112-13, ASTM E45-13, ASTM E562-11 | ISO 17025
2823 | Modulus of Rupture | ASTM C947-89 | ISO 17025
2824 | Phase Balance | Client Requirement, ASTM E562-11, EX-M-OP-MET-MD008 | ISO 17025
2825 | Physical Parameters - Deformed Bar | ASTM A615/A615M-09 | ISO 17025
2826 | Re-Bend Test (Rebar)-Deformed Bar (<32) | BS 4449:1997, Client Requirement, BS 4449:2005+A2:2009, BS 6744:2001+A2:2009 | N/A
2827 | Ring Flattening - Seam Welded Pipe | Client Requirement | N/A
2828 | Ring Flattening - Seamless Pipe | Client Requirement, ASTM A370-15 | N/A
2829 | Soundness | BS EN 196 | ISO 17025
2830 | Soundness of aggregates | ASTM C88-90 | ISO 17025
2831 | Stability & flow of cored sample | ASTM D6926/6927 & BS 598 | ISO 17025
2832 | Tensile Testing | ISO 898-1:2009, EEMUA 158:2000, DNV Rules, ASTM A185, ASME II-C, ASTM B557, ASTM D636, EN 895, ASTM E8/E8M, ASTM A370, ASTM B557/B557M, ASTM A48, ASME IX (QW-150), CSA G40.20, CSA G40.21, CSA W47.1, CSA W47.2, AWS D1.1, AWS D1.2
2833 | Tensile Testing | Client Requirement
2834 | Tensile Testing | BS 2782:Pt 10:1977:EN 61 | ISO 17025
2835 | Tensile Testing | BS 4449/ASTM A615, BS EN ISO 6892-1:2009, ASTM E8/E8M-15a, ASTM A370-15, API 5L:2010, ASME IX:2013 | ISO 17025
2836 | Tensile Testing of Full-Size Bolts | ASTM A370-11, ISO 6892-1:2009, ISO 898-1:2009, ASTM F606/F606M-11, | ISO 17025
2837 | Test for bleeding concrete | ASTM C232--92 | ISO 17025
2838 | Through-Thickness Tensile Testing | Client Requirement, BS EN 10164:2004, ASTM A370-15, ISO 6892-1:2009 | N/A
2839 | Audit Report
2840 | Engineering Time
2841 | Fixture Manufacturing
2842 | Fractography/Failure Analysis | Client Requirement
2843 | Metallographoc Reporting
2844 | Metallurgical Investigation | Client Requirement
2845 | Mobilization
2846 | On Site Replication Metallography | Client Requirement
2847 | Site Testing
2848 | Specimen Loading
2849 | Specimen Photography
2850 | Verification Test
2851 | Weight Determination
2852 | Welding Inspector
2853 | Bacillus Cereus - Food | CCFRA 3.7.1 | SAC 17025
2854 | E-coil O157 rapid test (Presence/Absence) | TECRA | n/a
2855 | E-Coli | CCFRA 2.4.4 | n/a
2856 | E-Coli | APHA 9221F | n/a
2857 | E-Coli - Water | APHA 9223B | SAC 17025
2858 | Enterococci (Raw Waste Water) | APHA 9230B | n/a
2859 | Enterococci (Treated Waste Water) | APHA 9230C | n/a
2860 | Faecal Coliform - Water | APHA 9221E | SAC 17025
2861 | Faecal Coliform - Water | APHA 9222D | SAC 17025
2862 | Faecal Streptococci (treated waste water) | HPA, W3 (BS EN ISO 7899-2) (BS 6068) | n/a
2863 | Salmonella (Presence/Absence) | APHA 9260B | n/a
2864 | Sulphite Reducing Clostridia | CCFRA 2.8.1 | n/a
2865 | Surface swab ( Staphylococcus aureus) | CCFRA 1.1.1 (sampling on site) & CCFRA 3.5.1 | n/a
2866 | Surface Swab (Salmonella species) | CCFRA 1.1.1 (sampling on site) & CCFRA 3.5.1 | n/a
2867 | Surface swabs (Coliform) | CCFRA 1.1.1 (sampling on site) & CCFRA 2.2.2:2003 | n/a
2868 | Surface swabs (E-Coli) | CCFRA 1.1.1 (sampling on site) & CCFRA 2.4.3:2007 | n/a
2869 | Surface swabs (TBC) | CCFRA 1.1.1 (sampling on site) & CCFRA 1.1.2:2007 | n/a
2870 | Surface swabs (Yeast & Mould) | CCFRA 1.1.1 (sampling on site) & CCFRA 2.1.2:2007 | n/a
2871 | Surfactants Anionic | HACH 8028 | n/a
2872 | Yeast & Mould Count | MB/SOP/008 | n/a
2873 | Yeast & Mould Count - Water | MFHPB-22 | SAC 17025
2874 | Machining (Sub contract)
2875 | Fillet Fracture | Client Requirement, ASME IX : 2013, API 1104:2005 20th Ed, AWS D1.1/D1.1M : 2010, | ISO 17025
2876 | Clay lumps & friable particles | ASTM C142-90 | ISO 17025
2877 | Relative Density (Specific Gravity) and Absorption of Fine Aggregate | ASTM C 128-12 | ISO 17025
2878 | Ambient Air Quality Monitoring |  | SAC 17025
2879 | Clostridium Perfringins - Food | CCFRA 3.6.1 | SAC 17025
2880 | Coliform Bacteria - Food | CCFRA 2.2.5, CCFRA 2.2.2, CCFRA 2.2.1 | SAC 17025
2881 | Commissioning of new plant (Performance Testing) |  | SAC 17025
2882 | Indoor Air Quality (Toxic gases, Volatile Organic Compounds (VOCs), Particulates (TSP, PM10 & PM2.5), Temperature and Relative Humidity, Formaldehyde) |  | SAC 17025
2883 | Monitoring of continuous emission monitoring systems (CEMs & PEMs) |  | SAC 17025
2884 | Noise Monitoring - Construction related & Occupational Noise Surveys |  | SAC 17025
2885 | Relative Accuracy Test Audits - RATA Testing |  | SAC 17025
2886 | Total Bacterial Count - Food | CCFRA 1.1.1 | SAC 17025
2887 | Total Bacterial Count [CCFRA 1.1.1] |  | SAC 17025
2888 | Total Bacterial Count in Air | CCFRA 2.1.1 (sampling on site) | SAC 17025
2889 | Total Bacterial Count in Air | CCFRA 2.2.1 (sampling on site) | n/a
2890 | Total Coliform - Food | CCFRA 1.1.1 | SAC 17025
2891 | Total Fungal Counts in Air | CCFRA 2.2.1 (sampling on site) | n/a
2892 | Vibrio Cholerae (Presence/Absence) - Food | CCFRA 3.8.1 | SAC 17025
2893 | Vibrio parahaemolyticus (presence/absence) - Food | CCFRA 3.8.1 | SAC 17025
2894 | Water/Sediment Sampling and In-situ Analysis - Water Sampling, Soil Sampling, Marine Sampling (Seawaters using Van Dorn or Niskin bottles - Marine sediment sampling using Van Dorn Grab Samplers or similar) |  | SAC 17025
2895 | E-coil [CCFRA 2.4.4] |  | SAC 17025
2896 | E-Coli - Food | CCFRA 2.4.4 | SAC 17025
2897 | E-Coli - Food | CCFRA 2.4.3 | SAC 17025
2898 | Enterobacteriacae - Food | MB/SOP/001 | SAC 17025
2899 | Enterobacteriaceae - Food | CCFRA 2.3.1 | SAC 17025
2900 | Enumeration of Presumtive Enterococci (Faecal Streptococci) Food | CCFRA 2.7.1:2007 | SAC 17025
2901 | Faecal Streptococci - Food | MB/SOP/003 | SAC 17025
2902 | Listeria Monocytogenes - Food | CCFRA 3.2.4 | SAC 17025
2903 | Listeria monocytogenes (presence/absence) - Food | CCFRA 3.2.4 | SAC 17025
2904 | Pseudomonas Aeruginosa - Food | CCFRA 2.5.2 | SAC 17025
2905 | Pseudomonas Species - Food | CCFRA 2.5.1 | SAC 17025
2906 | Salmonella (Presence/Absence) - Food | CCFRA 3.1.2 | SAC 17025
2907 | Salmonella (Presence/Absence) - Food | MB/SOP/005 | SAC 17025
2908 | Salmonella (presence/absence) [CCFRA 3.1.2] |  | SAC 17025
2909 | Staphylococcus Aureus - Food | CCFRA 3.5.1 | SAC 17025
2910 | Staphylococcus aureus [CCFRA 3.5.0] |  | SAC 17025
2911 | Surface Swab (Yeast & Mould) - Food | MFHPB-22 | SAC 17025
2912 | Yeast & Mould - Food | MB/SOP/008 | SAC 17025
2913 | Yeast & Mould Count - Food | MFHPB-22 | SAC 17025
2914 | Yeast & Mould Counts in Air | CCFRA 2.1.1 | SAC 17025
2915 | Yeast and Mould count [MFHPB-22] |  | SAC 17025
2916 | Fire resistence - Service Ducts, Shafts and Risers | FSB/PSB/001/00 EN 1366-5 | NATA ISO/IEC 17025
2917 | Fire resistence - Walls and Floors | ASTM E119, UL 263, NFPA 251, NFPA 288, EN 1364-1, EN 1364-3, EN 1365-1, EN 1365-5, IMO Resolution MSC.307 (88) Part 3, Part 4 and Part 11 | NATA ISO/IEC 17025
2918 | Cold, dry heat and ambient tests | AS 5007, clauses 4.4.1 and 4.4.2 only | NATA ISO/IEC 17025
2919 | Inductively coupled plasma mass spectrometry (ICP-MS) |  | ISO 17025
2920 | Lead content of paint using ICP/OES |  | n/a
2921 | Moisture Content of Metal Powders | n/a
2922 | PFOS only Drinking water level | LCMS
2923 | 1,4 Dioxane | Modified USEPA Method 522
2924 | 2 batch leach + hazardous waste suite, inert waste suite- Soil | BS12457 - 3 (2 stage 2:1 & 8:1)
2925 | Acid Herbicides - Soil, Water, and Leachate | GC-MS
2926 | Acid Soluble Carbonate- Soil | Gravimetric
2927 | Acrylamide, laurylamine, hydroxyethyl ethylene diamine, myristyl dimethylamine, octyldimethylamine, para phenylene diamine | Amines by LC-MS , Amines by LC-MS
2928 | Al(50), Sb(1), Be(0.5), Fe(20), P(10), V(1)- Soil | Aqua Regia extraction. ICP-OES
2929 | Aliphatic (C4-6(33), C6-8(41), C8-10(53), C10-12(65)) and aromatics (C4-6(4.8), C6-8(5.7), C8-10(49), C10-12(53)) by GC-MS | GC-MS
2930 | Ammoniacal Nitrogen as N - Soil, Water, and Leachate | Kone analyser , Kone analyser | ISO 17025
2931 | Analytical Testing of Ash Samples
2932 | ANC @ pH4 and pH7- Soil | Metrohm
2933 | Anionic surfactants (MBAS) - Water and Leachate | Spectrophotometric
2934 | As above but including acetone, cyclohexane, THF, MEK (2µg/l)- Water | GCMS headspace, GCMS headspace
2935 | As above but including Naphthalene 2ug/kg | BTEX and MTBE and Naphthalene by headspace GC-MS, modified USEPA 8260 | ISO 17025 (Naph - No) + MCERTS (Naph - No)
2936 | As above including Isoproturon, Chlortoluron, Propham- Soil | LCMS , SPE
2937 | As above including Tetrabutyltin- Soil | GC-MS (derivatised), GC-MS
2938 | As(0.5), Cd(0.1), Cr(0.5), Cu(1), Hg(0.1), Ni(0.7), Pb(5), Se(1), Zn(5), Ba(1), Co(0.5), Mn(1), Mo(0.1) | Aqua Regia extraction. ICP-OES | ISO 17025 + MCERTS
2939 | As(0.9), As(2.5) Cd(0.03), Cd(0.5) Cr(0.2), Cr(1.5), Cu(1), Cu(7), Pb(0.4), Pb(5), Hg(0.5), Hg(1), Ni(0.2), Ni(2), Se(1.2), Se(3), Zn(3), Zn(1.5), B(12), Al(1.5), Al(20), Ba(1.8), Ba(3), Co(0.1), Co(2), Fe(4.7), Fe(20), Mo(0.2), Mo(2), Mn(1.5), Mn(2), P(5), Sb(2), V(0.6), V(1.5), Be(0.5), Tl(0.9), Tl(3) | ICP-MS (Dissolved unless requested otherwise) | ISO 17025
2940 | Asbestos quantification in soil PCOM | PCM (Phased Contrast Microscopy) and discriminating techniques as outlined in HSE contract report 83/96 Respirable Fibers can be calculated from this method but must be requested at time of scheduling | ISO 17025
2941 | Asphaltene content | Gravimetric determination of ashphaltene content on DCM diluted sample
2942 | Atrazine and Simazine - Soil, Water, and Leachate | GC-MS , GC-MS
2943 | benzo(j)fluoranthene by GCMS- Soil | PAHS using specialised GCMS column
2944 | Benzyldimethyamine, butylamine, cyclohexamine, ethyldiamine, isopropylamine, octylamine, triethylamine, trimethylamine, tripropylamine by GC-MS headspace | Amines by GC-MS headspace
2945 | Bicarbonate Alkalinity & hardness | Metrohm , ICP-OES
2946 | Bioaccessibility – Unified BARGE Method | Modified BS ISO 17924:2018 the British and international standard for bioaccessibility testing. Measurement of bioaccessible fraction of metals in soils.
2947 | Bioaccessible PAHS- FOREhST method | Bioaccessible PAHS- FOREhST extraction followed by GCMS analysis
2948 | Biological Oxygen Demand (BOD) - should be analysed within 48 hours | 5 days ATU | ISO 17025
2949 | Bromide | Dionex
2950 | BTEX/MTBE by GC-FID | BTEX and MTBE by headspace GC-FID | ISO 17025 (Landfill only)
2951 | BTEX/MTBE by GC-FID - Soil, Water, and Leachate | Determination of BTEX and MTBE by GC-FID | ISO 17025
2952 | BTEX/MTBE by GC-MS - Soil, Water, and Leachate | Determination of BTEX and MTBE by headspace GC-MS, modified USEPA 8260
2953 | C1-C7 (Methane, Ethane, Ethene, Butane, propane, pentane, hexane, heptane) | GC-FID
2954 | Ca(0.2), Mg(0.1), K(0.1), Na(0.1) | ICP-OES | ISO 17025
2955 | Ca(500), Mg(25), Na(5), K(5)- Soil | Acid extraction. ICP-OES
2956 | Carbon Disulfide (CS2) by GC-MS | Headspace GC-MS | ISO 17025
2957 | Carbonate Alkalinity as CaCO3 | Metrohm
2958 | CEN 10:1 leachate prep - default- Soil | CEN Leachate - BS EN 12457-2 (preparation only) PM175, CEN Leachate - BS EN 12457-1 (preparation only) PM 175
2959 | Cesium (Cs) | ICP-MS (Dissolved unless requested otherwise)
2960 | Chemical Oxygen Demand (COD) | Dr Lange Reagents | ISO 17025 (settled only)
2961 | Chloride | Kone analyser | ISO 17025
2962 | Chloride (soluble) | Kone analyser | ISO 17025 + MCERTS
2963 | Coal Tar Suite- Soil | Full Suite
2964 | Colour (apparent) unfiltered | Spectrophotometric
2965 | Combined pesticide suite (25 OP and OC compounds) | GC-MS, GC-MS
2966 | Complex Cyanide | By calculation from total and free cyanide, By calculation from total and free cyanide
2967 | Density (in g/m3)
2968 | Detailed gravimetric quantification in soil | Gravimetric quantification of asbestos containing materials and bundles | ISO 17025
2969 | Dioxins and Furans (D&F)
2970 | Dissolved CO2 | GC-FID/TCD
2971 | Dissolved methane | GC-FID
2972 | Dissolved Organic Carbon | Infra Red | ISO 17025
2973 | Dissolved Oxygen- should be analysed within 6 hours | Oxygen Meter
2974 | Double ratio plots for PAHs (using data from other labs) or interpreting chromatograms from other labs- Soil | Cost per sample
2975 | Electrical Conductivity | Electrical Conductivity using Conductivity meter Metrohm | ISO 17025
2976 | Elemental Mercury- Soil | Argon Purged, HPLC
2977 | EPH (C8-40) (total or dissolved) by GC-FID | Extractable Petroleum Hydrocarbons by GC-FID. Extraction of sample with hexane/acetone. Calibrated against diesel and lube oil. Interpretation and carbon banding included if requested. | ISO 17025
2978 | Ethyl acetate, i-propyl acetate, methyl acetate, n-butyl acetate, n-propyl acetate, ethyl alcohol (ethanol), i-propyl alcohol (IPA), methyl alcohol (methanol), n-butyl alcohol, n-heptyl alcohol, n-hexyl alcohol, n-propyl alcohol, n-pentyl alcohol - Soil | GCMS headspace, GCMS headspace
2979 | Euromarkers by HPLC | Qualitative determination of Eurodyes on product by HPLC using variable wavelength UV detector, Qualitative determination of Eurodyes on hexane extract by HPLC using variable wavelength UV detector
2980 | Exotics Sn(1), Sn(5), Ti(5), Li(5), Bi(5), Sr(5), Zr(5), Tl(1), Te(5)- Soil | Aqua Regia extraction. ICP-OES
2981 | Ferric III | Calculation from total iron and ferrous iron
2982 | Ferrous II | Dr Lange reagents
2983 | Fiber screen/ asbestos ID (HSG 248) including blue book preparation | Asbestos | ISO 17025
2984 | Flashpoint- Soil | Closed Cup
2985 | Fluoride (soluble)- Soil | ISE (Ion Selective Electrode) using modified ISE method 340.2
2986 | Formaldehyde | Hach reagents, Dr Lange Reagents
2987 | Fraction Organic Carbon (FOC) | Fraction Organic Carbon by combustion | ISO 17025
2988 | Free Ammonia as N, NH3, NH4 | Dr Lange Reagents
2989 | Free chlorine | Reagents
2990 | Free cyanide | Flow injection, Flow Injection | ISO 17025
2991 | Fuel additives by GC-MS: Benzene (3ug/kg), Toluene (3ug/kg), Ethyl Benzene (3ug/kg), m/p-Xylene (6ug/kg), o-Xylene (3ug/kg), MTBE (2ug/kg), TAME(5ug/kg), DIPE(5ug/kg), ETBE(5ug/kg), DIPE(5ug/kg), ethanol(100ug/kg), TBA(100ug/kg) | Fuel additives by headspace GC-MS, modified USEPA 8260 | ISO 17025 partly + MCERTS partly
2992 | Gold | ICP-OES (Dissolved unless requested otherwise)
2993 | GRO (C4-8,8-12,C4-12) and BTEX/MTBE by GC-FID | Gasoline Range Organics and BTEX/MTBE by GC-FID in the range C4-8 and C8-12. | ISO 17025 + MCERTS
2994 | Helium | GC-FID
2995 | Hexavalent Chromium Preserved and filtered on site | Kone analyser, MDHS 61 / NIOSH 7605 | ISO 17025
2996 | Hexavalent Chromium Unpreserved (should be analysed within 24 hours) | Kone analyser
2997 | High Resolution Gas Chromatography Mass Spectroscopy (HRGCMS)
2998 | Hydrazine | Colorimetric
2999 | leachate testing on crushed concrete | Various | ISO 17025
3000 | Linuron, Diuron, Monuron | SPE, LCMS
3001 | Loss On Ignition (LOI) | Loss On Ignition by combustion | ISO 17025
3002 | Low Level As(0.9), Cd(0.03), Cr(0.2), Cu(3), Pb(0.4), Hg(0.5), Ni(0.2), Se(1.2), Zn(1.5), B(12), Al(1.5), Ba(1.8), Co(0.1), Fe(4.7), Mo(0.2), Mn(1.5), P(0.7), Sb(2), V(0.6), Be(0.5), Tl(0.9) | ICP-OES (Dissolved unless requested otherwise) | ISO 17025
3003 | Low Level Complex Cyanide | By calculation from total and free cyanide
3004 | Low Level Free cyanide | Flow injection
3005 | Manganese II | Spectrophotometric
3006 | Mercury by CVAF- Soil | Mercury by Cold Vapour Atomic Fluorescence
3007 | Methane(0.05%), Carbon Dioxide(0.05%), Oxygen(0.5%), Nitrogen(0.5%), Carbon Monoxide(0.05%) | GC-FID
3008 | Mineral Oil Fraction (aliphatics) by GC-FID (C10-C40) | Extraction of as-received sample with hexane/acetone followed by removal of polar and aromatic compounds. Carbon banding (10ug/l) included if requested. Mineral Oil by GC-FID. Solvent extraction followed by removal of polar and aromatic compounds. | ISO 17025 + MCERTS
3009 | Moisture content- Soil | PM04
3010 | Monoethylene glycol, propylene glycol, diethylene glycol, triethylene glycol, 2, 2'-thiodiglycol | LCMS
3011 | MRP as P low | Kone analyser
3012 | Natural Moisture Content- Soil | PM04
3013 | Niobium (Nb) | ICP-OES (Dissolved unless requested otherwise), ICP-MS (Dissolved unless requested otherwise) Aqua Regia extraction. ICP-OES
3014 | Nitrate (soluble) as NO3 | Kone analyser | ISO 17025 + MCERTS
3015 | Nitrate as N, NO2, NO3 | Kone analyser | ISO 17025
3016 | Nitrite (soluble) as NO2 | Kone analyser | ISO 17025 + MCERTS
3017 | NRA Leachate prep- Soil | Preparation only PM195
3018 | Oil Fats and Grease by GC-FID (C10-C40) | Oil Fats and Grease as aliphatics by GC-FID. Following clean-up of sample extract | ISO 17025
3019 | Organic emission testing for carbonyls, formaldehyde and FOG - thermal desorption GCMS, HPLC and photometry | n/a
3020 | Organochlorine pesticides (33 compounds) | GC-MS
3021 | Organophosphorus pesticides (21 compounds) | GC-MS, GC-MS
3022 | Ortho-Phosphate as P, PO4 | Kone analyser | ISO 17025
3023 | Orthophosphate as PO4- Soil | Kone analyser
3024 | P Alkalinity | Metrohm
3025 | PAH 16 or 17 by GC-MS | Polynuclear Aromatic Hydrocarbons by GC-MS. Solvent extraction on as received sample. In house method modified USEPA 8270. Including coronene if requested | ISO 17025 (15/16) + MCERTS (8)
3026 | PAH 8 speciated - including benzo(j)fluoranthene by calculation- Soil | Polynuclear Aromatic Hydrocarbons by GC-MS. End/end solvent extraction on as received sample.
3027 | Palladium (Pd)- Soil | Aqua Regia extraction. ICP-OES, ICP-OES (Dissolved unless requested otherwise)
3028 | PCB 7 congeners and PCB WHO 12 congeners (dioxin like PCBs) | 7 congeners (101,118,138,153,180,28,52), 7 congeners (101,118,138,153,180,28,52) by GC-MS, and 12 congeners (77,81,105,114,118,123,126,156,157,167,169,189) by GC-MS | ISO 17025
3029 | PCB total aroclors (vs 1254 or 1260) | PCB total aroclors (vs 1254) by GC-MS
3030 | PCB WHO 12 congeners (dioxin like PCBs) | 12 congeners (77,81,105,114,118,123,126,156,157,167,169,189) by GC-MS
3031 | Perfluorosulfonic acids (PFSAs) target List; PFOS, PFOA, PFBS, PFDA, PFDoA, PFHpA, PFHxS, PFHxA & PFNA - Soil | LCMS. LCMS
3032 | Perriwinkle Testing (Testing flowers for toxic compounds or substances)
3033 | pH | pH using Metrohm, Determination of pH (Metrohm) | ISO 17025 + MCERTS
3034 | Phenol or total monohydric phenols - HPLC | HPLC | ISO 17025 (Bold only) + MCERTS (Bold only)
3035 | Propham | LCMS
3036 | Redox | Probe - Should be done on-site
3037 | Redox Potential- Soil | Meter
3038 | Salinity | Meter
3039 | Salt Spray Testing (Salt Fog) | Headspace GC-MS , Headspace GC-MS
3040 | SARA - Saturates (aliphatics), Aromatics, Resins & Asphaltene by Iatroscan- Soil | Determination of SARA compounds on DCM extract on as received sample by Iatroscan
3041 | Saturates (aliphatics), Aromatics, Resins & Asphaltene by Iatroscan | Determination of SARA compounds on DCM diluted sample by Iatroscan
3042 | SEM - USEPA 9071b - soxhlet extraction | Gravimetric determination of solvent extractable matter | ISO 17025
3043 | Settleable Solids | Imhoff Cone (gravimetric and calculation)
3044 | Silica | Spectrophotometric
3045 | Silver (Ag) | ICP-OES (Dissolved unless requested otherwise), ICP-MS (Dissolved unless requested otherwise), Aqua Regia extraction. ICP-OES
3046 | single batch leach + hazardous waste suite- Soil | BS 12457 - 2 (1 stage 10:1)
3047 | Soil Organic Matter (SOM) | Organic Matter by combustion | ISO 17025
3048 | Soluble sulphate (2:1 extract) | Kone analyser | ISO 17025 + MCERTS
3049 | Solvent Extractable Matter (SEM) - soxhlet extraction | As received sample is extracted using DCM, or Hexane. Gravimetric determination of solvent extractable matter | ISO 17025
3050 | Speciated chlorinated phenols by GCMS | Phenols by GC-MS
3051 | Speciated phenols by HPLC - resorcinol(0.01), catechol (0.01), phenol(0.01), m/p-cresol(0.02), o-cresol(0.01), total cresols(0.03), total xylenols (0.06), 1-napthol(0.01), 2,3,5-trimethyl phenol(0.01), 2-isopropylphenol(0.01) | HPLC | ISO 17025 (Bold only) + MCERTS (Bold only)
3052 | Speciated phenols by HPLC - resorcinol, catechol, phenol, m/p-cresol, o-cresol, total cresols, total xylenols, 1-napthol, 2,3,5-trimethyl phenol, 2-isopropylphenol | HPLC | ISO 17025 (bold only)
3053 | Sulphate | Kone analyser | ISO 17025
3054 | Sulphide- Soil | Skalar
3055 | SVOC forensic scan including Alkylated Naphthalene series (biomarkers) and/or phenols if required- Soil | Semi volatile scan by GC-MS. Extracted from as received sample, Semi volatile scan by GC-MS on DCM extract, Semi volatile scan by GC-MS on DCM diluted sample
3056 | SVOC target list including PAHs, phenol and chlorinated phenols by GC-MS | SVOC target list by GC-MS - modified USEPA 8270 on DCM extract. Semi volatile scan by GC-MS on DCM diluted sample | ISO 17025 (42)
3057 | SVOC target list including PAHs, phenol and chlorinated phenols plus TICs by GC-MS | SVOC target list by GC-MS - modified USEPA 8270 on DCM extract. Including up to 10 tentatively Identified compounds with >80% match (100ug/l), as received sample extracted with DCM or hexane/acetone | ISO 17025 (42) (TICs N)
3058 | Testing on Low Level Active Samples | Testing on Active Samples
3059 | Tetra Ethyl Lead, Tetra Methyl Lead | GC-MS
3060 | Tetraethyl Lead, Tetramethyl Lead- Soil | GC-MS
3061 | Thiocyanate | Skalar
3062 | Thiocyanate- Soil | Skalar
3063 | Tin (Sn) | ICP-MS (Dissolved unless requested otherwise) | ISO 17025
3064 | TO15 List | GC-MS | ISO 17025 - (33/73)
3065 | TO15 List + TICs | GC-MS | ISO 17025 - (33/73) TICs - No
3066 | Total Alkalinity as CaCO3 | Metrohm | ISO 17025
3067 | Total cyanide | Flow injection | ISO 17025
3068 | Total Dissolved Solids | Gravimetric - BSEN15216 | ISO 17025
3069 | Total Hardness | ICP-OES (Dissolved)
3070 | Total Iron Content | n.a
3071 | Total monohydric phenols - HPLC | HPLC | ISO 17025
3072 | Total Nitrogen- Soil | Kjeldahl Distillation and titration
3073 | Total Organic Carbon (TOC) by Eltra | Infra Red, Total Organic Carbon by combustion | ISO 17025 (Landfill only)
3074 | Total Oxidisable Precursors - an estimate of the sum of PFAS and which may degrade to form PFOS/PFOA in the environment | LCMS
3075 | Total Oxidised Nitrogen as N | Kone analyser | ISO 17025
3076 | Total PCBs (aroclor 1254 or 1260) | Total PCBs calibrated against aroclor 1254 or 1260 by GC-MS
3077 | Total Solids | Gravimetric - BSEN15216 | ISO 17025
3078 | Total Sulphate | ICP-OES | ISO 17025 + MCERTS
3079 | Total Sulphur | ICP-OES
3080 | Total Suspended Solids | Gravimetric - BSEN15216 | ISO 17025
3081 | TPH C4-6(29), TPH (C4-12), C6-8(41), C8-10(52), C10-12(64) | GC/MS (please note mg/m3 is equivalent to ug/l)
3082 | TPH CWG - requires whole oil first (Aliphatics C5-6,>6-8,>8-10,>10-12,>12-16,>16-21,>21-35) (aromatics >C5-7,>7-8,>8-10,>10-12,>12-16,>16-21,>21-35) | Whole Oil sample diluted with DCM split into Ali/Aro fractions and banded as listed | ISO 17025 partly + MCERTS partly (Up to 35C
3083 | TPH CWG/ BTEX | see TPH CWG and VOCs
3084 | Tributyltin, triphenyltin, dibutyltin (organotins)- Soil | GC-MS (derivatised), GC-MS
3085 | Trivalent Chromium from Preserved Hex Cr, Unpreserved Hex Cr, low level, Soil | Calculation from Total and Hex Cr
3086 | Tungsten (W) | ICP-OES (Dissolved unless requested otherwise), Aqua Regia extraction. ICP-OES
3087 | Turbidity | Meter
3088 | Ultra Low PAHs 16 | LC-QQQ. Please note this is not available for highly contaminated samples and will be analysed by the GC-MS method first at no extra charge. We require 500mls of sample.
3089 | Uranium (U) | ICP-OES (Dissolved unless requested otherwise)
3090 | VOC scan by GC-MS | Qualitative scan by Headspace GC-MS
3091 | VOC target list (inc BTEX/MTBE) + TICs by GC-MS | Headspace GC-MS , modified USEPA 8260 including up to 10 Tentatively Identified Compounds with >80% match (100ug/kg) | ISO 17025 - (33/59)
3092 | VOC target list low level by PT GC-MS | VOC target list by Purge and Trap GC-MS. Please note this is not available for highly contaminated samples and will be analysed by the accredited headspace method first at no extra charge. | ISO 17025 (56/76)
3093 | VOC target list low level by PT GC-MS | VOC target list by Purge and Trap GC-MS. Please note this is not available for highly contaminated samples and will be analysed by the accredited headspace method first at no extra charge.
3094 | Volatile Fatty Acids - Acetic acid (1), Propanoic acid (1), 2-methyl propanoic acid/butanoic acid (reported together 1), 3-methyl butanoic acid (0.5) , pentanoic acid (0.5), 4-methyl pentanoic acid (0.5), hexanoic acid (0.5), heptanoic acid (0.5) | LCMS
3095 | Waste acceptance criteria (WAC) | n/a
3096 | Water Soluble Boron | ICP-OES | ISO 17025 + MCERTS
3097 | Water Soluble Magnesium- Soil | 2:1 extract (BRE - SD1)
3098 | WHO 12 dioxin-like polychlorinated biphenyls (PCB WHO 12)
3099 | Whole Oil fingerprint C5-35 by GC-FID (including interpretation and age if possible) | Qualitative Whole Oil Fingerprint including interpretation and carbon range and boiling point range, pristane/phytane ratio, nC17/pristane and age (Christensen & Larsen) - diesel only | ISO 17025 (not interpretation)
3100 | WM3 POP Suite inc. Dioxins and Furans | Various | ISO 17025 (Dioxins only)
3101 | WM3 POPs pesticide suite- Soil | Solvent extraction followed by GCMS
3102 | Sea Water and marine sediment - Can analyze but just not with Py-GC/MS
3103 | Prepared and spiked XAD-2 resin traps, GFA filters and glass bottles | BS EN 1948
3104 | Salt Spray Testing (Salt Fog) | ASTM B117; GM 9540P; IEC 68-2-52, Test Kb; MIL-STD-810E, Method 509.3; MIL-STD-810F, Method 509.4; MIL-STD-810G, Method 509.5; MIL-STD-202G, Method 101E; MIL-STD-883G, MIL-STD-883H, Method 1009.8; MIL-STD-1344A, Method 1001.1; NEMA 250, Section 5.8, 5.9; RTCA DO-160D, RTCA DO-160E, RTCA DO-160F, RTCA DO-160G, Section 14.0; SAE J1455, Section 4.3; SAE J2334; SAE J1211, Section 4.3 | ISO 17025
3105 | Cell Phone / Handheld device Reliability | Mil-Std/Custom | ISO 17025
3106 | Accelerated Aging of Sterile Medical Device Packages | ASTM F1980 | n/a
3107 | Acceleration Testing | MIL-STD-810E, Method 513.4; MIL-STD-810F, Method 513.5; MIL-STD-810G, Method 513.6; MIL STD-202G, Method 212A; MIL-STD-1344A, Method 2011.1; RTCA DO-160D, RTCA DO-160E, RTCA DO-160F, RTCA DO-160G, Section 7.3 | ISO 17025
3108 | Altitude (Barometric Pressure) / Temperature Altitude | MIL-STD-810E, Method 500.3; MIL-STD-810F, Method 500.4; MIL-STD-810G, Method 500.5; MIL-STD-202G, Method 105C; MIL-STD-883G, MIL-STD-883H, Method 1001.1; MIL-STD-1344A, Method 1011; SAE J1455, Section 4.9; SAE J1211, Section 4.6; UN ST/SG/AC 10/11 Rev. 5 Para. 38.3.4.1; RTCA DO-160D, E, F, G, Section 4.0 | ISO 17025
3109 | Combined Environment Testing | MIL-STD-810E, Method 520.1; MIL-STD-810F, Method 520.2; MIL-STD-810G, Method 520.3 | ISO 17025
3110 | Fluid Susceptibility | MIL-STD-810F, Method 504; MIL-STD-810G, Method 504.1; RTCA DO 160D, RTCA DO 160E, RTCA DO 160F, RTCA DO 160G, Section 11 | ISO 17025
3111 | High & Low Temperature / Temperature Cycling / Thermal Shock | BellCore GR-63-CORE, Section 5.1.1.1, 5.1.1.2; IEC 68-2-1 Test A; IEC 68-2-2, Test B; JESD 22, Section A104C; MIL-STD-810E, Method 501.3, 502.3; MIL-STD-810F, Method 501.4, 502.4; MIL-STD-810G, Method 501.5, 502.5; MIL-STD-810E, Method 503.3, 520.1; MIL-STD-810F, Method 503.4, 520.2; MIL-STD-810G, Method 503.5, 520.3; MIL-STD-202G, Method107G; MIL STD-883G, H, Method 1010.8; MIL-STD-1344A, Method 1003.1; RTCA DO-160D, E, F, G, Section 5.0; RTCA DO-227 6/23/1995, Section 2.3.3; SAE J1455, Section 4.1; SAE J1211, Section 4.1; UN ST/SG/AC.10/11 Rev. 5 Para. 38.3.4.2 | ISO 17025
3112 | Highly Accelerated Life Test / Highly Accelerated Stress Test (HALT/HAST) | Qualmark Guideline 9.0 | ISO 17025
3113 | Icing / Freezing Rain | MIL-STD-810E, Method 521.1; MIL-STD-810F, Method 521.2; MIL-STD-810G, Method 521.3; NEMA 250, Section 5.6; RTCA DO-160D, RTCA DO-160E, RTCA DO-160F, RTCA DO-160G, Section 24, Cat. A & C | ISO 17025
3114 | Ingress Protection | NEMA 250, IEC 60529 | ISO 17025
3115 | Protection Against Solid Foreign Objects | IEC 60529, Sec. IPX5, IPX6 | ISO 17025
3116 | Rapid Decompression/Overpressure | MIL-STD-810E, Method 500.3; MIL-STD-810F, Method 500.4; MIL-STD-810G, Method 500.5; RTCA DO-160D, RTCA DO-160 E, RTCA DO-160F, RTCA DO-160G, Section 4.6; RTCA DO-227 6/23/1995, Section 2.3.4, 2.3.5 | ISO 17025
3117 | Sand Testing (No Dust Chamber; only Sand) | IEC 60529, Section IP5X, IP6X; MIL-STD-810F, Section 510.4, Procedure III only | ISO 17025
3118 | Temperature/Humidity Testing | BellCore GR-63-CORE 5.1.1.3, 5.1.2; IEC 68-2-30, Test Db; MIL-STD-810E, Method 507.3; MIL-STD-810F, Method 507.4; MIL-STD-810G, Method 507.5; MIL-STD-202G, Method 103B, 106G; MIL-STD-883G, MIL-STD-883 H, Method 1004.7; MIL-STD-1344A, Method 1002.2; RTCA DO-160D, RTCA DO-160E, RTCA DO-160F, RTCA DO-160G, Section 6.0; RTCA DO-227 6/23/1995, Section 2.3.6; SAE J1455, Section 4.2; SAE J1211, Section 4.2 | ISO 17025
3119 | Thermal Vacuum Outgassing Chamber (NOT Vacuum Bakeout Testing, only thermal vacuum outgassing) | Customer Dictated | ISO 17025
3120 | UV Fluorescent Light Exposure | ASTM G154 | ISO 17025
3121 | Waterproofness/Drip | IEC 60529, Section IP X3, X4, X5, X6, X7, X8; MIL-STD-810E, Method 512.3; MIL-STD-810F, Method 512.4; MIL-STD-810G, Method 512.5; NEMA 250, Section 5.7; RTCA DO-160F, Section 10.0; SAE J1211, Section 4.4 | ISO 17025
3122 | Xenon Weathering Test | MIL-STD-810 E, MIL-STD-810 F, MIL-STD-810 G Method 505; SAE J1885 | ISO 17025
3123 | Drop Shock Testing (Corner, Edgewise, Flat) | ASTM D4169; BellCore GR-63-CORE Sec. 5.3 | ISO 17025
3124 | Life / Mechanical Cycling (Re: Repetive Button Push etc.) | Custom | ISO 17025
3125 | Mechanical Shock Testing | IEC 68-2-27, Test Ea; IEC 68-2-29, Test Eb; JESD22 B104C Conditions A, C, D, E; MIL-STD-810E, Method 516.4; MIL-STD-810F, Method 516.5; MIL-STD-810G,Method 516.6; MIL-STD-202G, Method 213B; MIL-STD-883G, Method 2002.4; MIL-STD-883H, Method 2002.5; MIL-STD-1344A, Method 2004.1; RTCA DO-160D, RTCA DO-160E, RTCA DO-160F, RTCA DO-160G, Section 7.2; RTCA DO-227 6/23/1995, Section 2.3.2; SAE J1455, Section 4.11; SAE J1211, Section 4.8; UN ST/SG/AC.10/11 Rev. 5, Para. 38.3.4.4 | ISO 17025
3126 | Mechanical Vibration Testing (Sine, Random, Sine-on-Random, Gunfire) | ASTM D4169; BellCore GR-63-CORE 5.4.2, BellCore GR-63-CORE 5.4.3; IEC 68-2-59, Test Fe; IEC 68-2-34, Test Fd; IEC 68-2-35, Test Fda; IEC 68-2-6, Test Fc; JESD22 B103B; MIL-STD-810E, Method 514.4, 519.4; MIL-STD-810F, Method 514.5, 519.5; MIL-STD-810G, Method 514.6, 519.6; MIL-STD-167-1 (A SHIPS); MIL-STD-202G, Method 201A, 204D, 214A; MIL-STD-883G, Method 2005.2, 2007.3, 2026; MIL-STD-883H, Method 2005.2, 2007.3, 2026; MIL-STD-1344A, Method 2005.1; RTCA DO-160 D, RTCA DO-160 E, RTCA DO-160 F, RTCA DO-160 G, Section 8.0; RTCA DO-227 6/23/1995, Section 2.3.1; SAE J1455, Section 4.10; SAE J1211, Section 4.7; UN ST/SG/AC.10/11 Rev. 5, Para. 38.3.4.3 | ISO 17025
3127 | Corrosion Creep Back Evaluation | ASTM D1654 | ISO 17025
3128 | Tape Adhesion Evaluation | ASTM D3359 | ISO 17025
3129 | Incline/Impact (Part of ISTA) |  | ISO 17025
3130 | Package Testing per ISTA (International Safe Transit Association) | ISTA 1A, ISTA 1B, ISTA 1C, ISTA 1D, ISTA 1E, ISTA 1G, ISTA 1H, ISTA 2A, ISTA 2B, ISTA 2C, ISTA 3A, ISTA 3B, ISTA 3E, ISTA 3F, 6AM (Amazon), 6FX (Fed-Ex), 6SC (Sam's Club) 7D | ISO 17025
3131 | Salt Spray Testing (Salt Fog) | ASTM B117 | ISO 17025
3132 | Salt Spray Testing (Salt Fog) - Copper Accelerated Acetic Acid-Salt Spray (CASS) | MIL-STD-810 (Method 509), MIL-STD-202 (Method 101E); ASTM B117; ASTM G85, Annex 5 | ISO 17025
3133 | Accelerated Weathering Testing | ASTM G154, ASTM G155 | ISO 17025
3134 | Environmental Exposure Testing (Xenon Arc) | ASTM D2565; ICC-ES Acceptance Criteria AC71, Section 3.0 and 4.0 | IAS 17025
3135 | Fluorescent UV-Condensation Light- and Water-Exposure (QUV) | ASTM G154 | ISO 17025
3136 | Humidity Testing | ASTM D2247 | ISO 17025
3137 | Hydrostatic Pressure Testing |  | n/a
3138 | Ozone Testing | ASTM D518, D1149, D1171 | ISO 17025
3139 | Pressure Testing (with or without temperature control) |  | n/a
3140 | Xenon-Arc Light Exposure, With and Without Water | ASTM D2565, ASTM G155 | ISO 17025
3141 | Windows, Doors and Curtain walls | ASTM E283, E330, E331, E547, E783, E987, E1886, E1996, E2068, F588, F842, F2090, AAMA450, 501, 502, 503, 506, 910, 920, 925, 1302, 1303, 1304, 1701, 1704, AAMA/WDMA/CSA 101/I.S.-2/ A440, CAN/CGSB-82.1 M89, CSA A440, TAS 201, 202, 203, WDMA I.S.11 | ISO 17025
3142 | Shore Durometer Hardness | ASTM D2240 | ISO 17025
3143 | Architectural Safety Glazing | ANSI Z97.1, CPSC 16 CFR 1201, CAN/CGSB-12.1 | ISO 17025
3144 | Brake Hose testing | ASTM D571, ASTM D622, FMVSS 106, SAE J1401, J1402, J1403, GM 6405M, MS-EA-75 <S>, Canada CMVSS106, TSD #106, adr7/00, adr 42/03, adr 42/04, GB16897, JUS D2601, ISO 3996, TL901 | ISO 17025
3145 | Glass and Plastic | ASTM D1003 Procedure A, ASTM D1044 | ISO 17025
3146 | Glazing material for motor vehicles | ANSI Z26.1, FMVSS 205 | ISO 17025
3147 | Hose Testing | ASTM D380, SAE J188, J2050 | ISO 17025
3148 | Non Metallic tubing | FMVSS 106, SAE J844, J1037, J1131, J1394, J2494-3 | ISO 17025
3149 | Towing Connections | VESC V-19 | ISO 17025
3150 | Trailer Couplings, Hitches, and safety chains | SAE J684, VESC V-5 | ISO 17025
3151 | Trailer tow bar, eye, and pintle hook/coupler performance | SAE J847 | ISO 17025
3152 | Air infiltration, Water resistance and Structural performance of mulled fenestration assemblies | AAMA 450 | ISO 17025
3153 | Architectural Safety Glazing Test | ANSI Z97.1 (except 5.3 and 5.3.2.1); CPSC 16 CFR 1201 (except Xenon Exposure); CAN/CGSB-12.1-M90 | ISO 17025, AMECA, SGCC
3154 | Ball Joint Seal Test Under Simulated Environmental Conditions | GMW 15459 | N/A
3155 | Burst Testing |  | n/a
3156 | Cyclic Air Pressure Differential - Windows & Doors | ASTM E1233 | AAMA
3157 | Deglazing Force - Doors & Windows | ASTM E987 Method A | ISO 17025, AAMA
3158 | Experimental Mechanics - Proof Load of Components |  | n/a
3159 | Field Measurement of Air Leakage - Doors & Windows | ASTM E783 | ISO 17025, AAMA
3160 | Field Testing of Windows, Doors, and Curtain Walls | AAMA 502, AAMA 503 | ISO 17025, AAMA
3161 | Forced Entry Resistance of Window and Door Assemblies | ASTM F588, ASTM F842, AAMA 1302.5, AAMA 1303.5, AAMA 1304 | ISO 17025, AAMA
3162 | General Performance Testing - Windows, Doors, and Curtain Walls | AAMA 1701.2, AAMA 1704; AAMA/WDMA/CSA 101/I.S.-2/A440; CAN/CGSB-82.1-M89; CSA A440 (except 11.12), CSA A440S1; WDMA I.S.11 | ISO 17025, AAMA
3163 | Glass & Plastic Testing (Haze and Luminous Transmittance) | ASTM D1003 Procedure A | ISO 17025
3164 | Glazing Materials for Motor Vehicles | ANSI/SAE Z26.1 (except sections 5. 16, 5.21-5.25 and 5.27); FMVSS 205 | ISO 17025, AMECA
3165 | Impact Test - Florida Building Code | TAS 201 | ISO 17025
3166 | Impact, Windborne Debris, and Pressure Cycling (Differentials) - Hurricane and Wind Storm - Door & Window | ASTM E1886, ASTM E1996, AAMA 506, TAS 203 | ISO 17025
3167 | Life Cycle Testing - Windows & Doors | AAMA 910, AAMA 920 | ISO 17025, AAMA
3168 | Metal Curtain Exterior Walls (Vertical Displacement, Wind Drift, Human Impact, Water Penetration, Air Penetration, Thermal Cycling, etc.) | AAMA 501 | ISO 17025, AAMA
3169 | Non-Metallic Tubing Testing | FMVSS 106 (except S12.21); SAE J844, SAE J1037, SAE J1131, SAE J1394, SAE J2494 | ISO 17025
3170 | Operating Force of Sliding Windows and Doors | ASTM E2068 | ISO 17025, AAMA
3171 | Pressure Impulse Testing |  | N/A
3172 | Rate Of Air Leakage - Windows & Doors | ASTM E283 | ISO 17025, AAMA
3173 | Resistance of Transparent Plastics to Surface Abrasion | ASTM D1044 | ISO 17025
3174 | Rubber Deterioration (Cracking) in an Ozone Environment | ASTM D518-99, ASTM D1149, ASTM D1171 | ISO 17025
3175 | Rubber Hose / Rubber Brake Hose Testing | ASTM D571, ASTM D622; FMVSS 106; SAE J1401, SAE J1402, SAE J1403; GM 6405M; MS-EA-75 ; Canada - CMVSS 106 and TSD #106; Australian Design Rules – ADR 7/00 (withdrawn 2005) , ADR 42/03 and ADR 42/04; China – GB 16897; Japanese Industrial Standard – JIS D2601; ASTM D380; SAE J188 (except 9.1), SAE J343 (except 4.6, 4.11 and 4.12), SAE J2050 (except 9.1) | ISO 17025, AMECA
3176 | Structural Performance (Load Testing) - Doors & Windows | ASTM E330 | ISO 17025, AAMA
3177 | Taber Abrasion Testing | ASTM D4060 | ISO 17025
3178 | Towing Connections Testing | VESC V-19 | ISO 17025
3179 | Trailer Couplings, Hitches, and Safety Chains | SAE J684; VESC V-5 | ISO 17025, AMECA
3180 | Trailer Tow Bar Eye and Pintle Hook/ Coupler Performance | SAE J847 | ISO 17025
3181 | Uniform Static Air Pressure Test - Building Products | TAS 202 | ISO 17025
3182 | Vertical Loading Resistance of Side-Hinged Door | AAMA 925 | ISO 17025, AAMA
3183 | Vibration Testing | MIL-STD-810 (Method 514); IEC 60068-2-64 | ISO 17025
3184 | Water Penetration Testing - Doors & Windows | ASTM E331, ASTM E547, ASTM E1105 | ISO 17025, AAMA
3185 | Weatherability | ASTM G154 | ISO 17025
3186 | Window Fall Prevention Devices With Emergency Escape (Egress) Release Mechanisms | ASTM F2090 | ISO 17025
3187 | Liquid Penetrant Inspection (LPI/FPI) | ASME Sec. V Article 6; ASTM E165/E165M, ASTM E1417/E1417M; AWS D1.1/D1.1M; MIL-STD-271 ; NAVSEA T9074-AS-GIB-010/271, ASME B31.1, ASME B31.3, ASME Section IX | ISO 17025, Nadcap AC7114
3188 | Liquid Penetrant Inspection (PT) | API, ASME.AWS,AWWA | N/A
3189 | Magnetic Particle Examination | ASME Sec. V Article 7; AWS D1.1/D1.1M; ASTM A275/A275M, ASTM E709, ASTM E1444/E1444M; MIL-STD-271; NAVSEA T9074-AS-GIB-010/271, ASME B31.1, ASME B31.3, ASME Section IX | ISO 17025, Nadcap AC7114
3190 | Magnetic Particle Inspection (MT) | API, ASME.AWS,AWWA | N/A
3191 | Nondestructive Evaluation Field Services | API, ASME.AWS,AWWA | N/A
3192 | Radiographic Inspection (Radiography - RT) | API, ASME.AWS,AWWA | N/A
3193 | Ultrasonic Inspection | AMS-2632; AMS-STD-2154; ASME Sec. V Article 5; ASTM A388/A388M, ASTM A435/A435M, ASTM A578/A578M, ASTM A609/A609M; AWS D1.1/D1.1M; MIL-STD-271, MIL-STD-2154; NAVSEA T9074-AS-GIB-010/271, ASME B31.1, ASME B31.3, ASME Section IX | ISO 17025
3194 | Visual Inspection (VT) | API, ASME.AWS,AWWA | N/A
3195 | Visual Weld Examination / Inspection - CWI | AWS D1.1/D1.1M | ISO 17025
3196 | Weld Qualification Testing | API, ASME.AWS,AWWA | N/A
3197 | Certified Weld Inspection |  | n/a
3198 | Weld Procedure Qualification | AWS D1.1/D1.1M, D1,2/D1,2M,D1.3/1.3M,D1.4/1.4M,D1.5/1.5M,D17.1/17.1M,NAVSEA T9074, ASME IX | n/a
3199 | Welder Qualification | AWS D1.1/D1.1M, D1,2/D1,2M,D1.3/1.3M,D1.4/1.4M,D1.5/1.5M,D17.1/17.1M,NAVSEA T9074, ASME IX | n/a
3200 | Assessment | Approved Document B, NFPA, Australian Building Code, Saudi Building Code, UAE Fire Code (any other international standard for fire)
3201 | Compartmentation drawings | Approved Document B, NFPA, Australian Building Code, Saudi Building Code, UAE Fire Code (any other international standard for fire)
3202 | Detail review | Approved Document B, NFPA, Australian Building Code, Saudi Building Code, UAE Fire Code (any other international standard for fire)
3203 | Expert Witness | Approved Document B, NFPA, Australian Building Code, Saudi Building Code, UAE Fire Code (any other international standard for fire)
3204 | Fire Risk | Approved Document B, NFPA, Australian Building Code, Saudi Building Code, UAE Fire Code (any other international standard for fire)
3205 | Fire strategy report | Approved Document B, NFPA, Australian Building Code, Saudi Building Code, UAE Fire Code (any other international standard for fire)
3206 | Heat transfer analysis (Finite Element) | Approved Document B, NFPA, Australian Building Code, Saudi Building Code, UAE Fire Code (any other international standard for fire)
3207 | Heat transfer analysis (Hand Calculation) | Approved Document B, NFPA, Australian Building Code, Saudi Building Code, UAE Fire Code (any other international standard for fire)
3208 | Means of escape modelling (Finite Element) | Approved Document B, NFPA, Australian Building Code, Saudi Building Code, UAE Fire Code (any other international standard for fire)
3209 | Means of escape modelling (Hand Calculation) | Approved Document B, NFPA, Australian Building Code, Saudi Building Code, UAE Fire Code (any other international standard for fire)
3210 | Passive Fire Protection Inspection | Approved Document B, NFPA, Australian Building Code, Saudi Building Code, UAE Fire Code (any other international standard for fire)
3211 | Radiation Analysis | Approved Document B, NFPA, Australian Building Code, Saudi Building Code, UAE Fire Code (any other international standard for fire)
3212 | Smoke Modelling (CFD) | Approved Document B, NFPA, Australian Building Code, Saudi Building Code, UAE Fire Code (any other international standard for fire)
3213 | Smoke Modelling (Zone) | Approved Document B, NFPA, Australian Building Code, Saudi Building Code, UAE Fire Code (any other international standard for fire)
3214 | Fire Testing - Full Scale Tests | BS 8414 Part 1 & Part 2.
3215 | Aggregate & Soils: Leight Weight Particles | ASTM C 123 | ISO 17025
3216 | Aggregate & Soils: Methylene Blue Absorption | CIRIA Pub. 83/CUR Rep.154, BSEN 933-9:2009+A1:2013
3217 | Aggregate: Acid Soluble Chloride Salts | BSEN 1744-5:2006 | ISO 17025
3218 | Aggregate: Acid Soluble Sulphate | BSEN 1744-1:2009 Sec 12 | ISO 17025
3219 | Aggregate: Organic Impurities | ASTM C 40 | ISO 17025
3220 | Air Content | BS 1881-106:1993 (Method B), BS EN 12350-7:2009 | ISO 17025
3221 | Air Content - Pressure Method | ASTM C 231 | ISO 17025
3222 | Air Content - Volumetric Method | ASTM C 173 | ISO 17025
3223 | Application Rate | ASTM D 2995 | ISO 17025
3224 | Armourstone density and water absorption | BS EN 13383-2:2013 | ISO 17025
3225 | Calcium Oxide by EDTA (alternative method) | BS EN 196 Part 2 | ISO 17025
3226 | Cement Testing: Cement Chemical Analysis | BS EN196-2:2013 | ISO 17025
3227 | Chemical Resistance | BS EN 104 | Non Accredited
3228 | Chloride (Cl) | APHA 4500 Cl B | ISO 17025
3229 | Chloride (Cl) | BS EN 196-2:2013 Clause 14 | ISO 17025
3230 | Chloride Content | BS 1881-124:1998 Cl 10.2 | ISO 17025
3231 | Chloride content (Acid extract and water extract) | BS 1377-3:1990 Cl 7.2 & 7.3 | ISO 17025
3232 | Chloride penetration test - chloride migration | NTB 492:1999-11 | ISO 17025
3233 | Concrete Testing: Acid Soluble Chloride | BS 1881 Part 124 | ISO 17025
3234 | Concrete Testing: Acid Soluble Sulphate | BS 1881 Part 124 | ISO 17025
3235 | Curing | BS 1881-111:1983 (withdrawn) | ISO 17025
3236 | Density | BS 1881-114:1983 (withdrawn), BS EN 12390-7:2009 | ISO 17025
3237 | Density and Water Absorption of Natural Stone | ASTM C97/97M-09 | Non Accredited
3238 | Density and Water Content of Soil and Soil Aggregate | ASTM D2922-05, ASTM D3017-05 | ISO 17025
3239 | Density of fresh concrete | ASTM C138-14 | ISO 17025
3240 | Determination of Aluminum Oxide | BS EN 196 Part 2 | ISO 17025
3241 | Dry Density/Moisture Content Relationship (4.5 kg Rammer) | BS 1377-4:1990 | ISO 17025
3242 | Dry desity /moisture content relationship – 4.5kg rammer | ASTM D1557-12 | ISO 17025
3243 | Ferrite Content | QMET 04 using Fischer Ferritscope | ISO 17025
3244 | Fineness of Cement | BS EN 196 Part 6 | ISO 17025
3245 | Flow | BS EN 12350-5:2009 | ISO 17025
3246 | Indoor Air: Legionella in Air (Bio aerosols) | CCFRA 2.2.1/ISO 11731 2017
3247 | Indoor Air: Total Bacterial Count, TBC (Bio aerosols) | CCFRA 2.2.1
3248 | Indoor Air: Yeast & Mould Counts (Bio aerosols) | CCFRA 2.1.1
3249 | Initial Surface Absorption of water | BS 1881-208:1996 | ISO 17025
3250 | In-situ bulk density | BS 1377-9:1990 | ISO 17025
3251 | In-situ Density – Sand Replacement Method (Large Pouring Cylinder) | BS 1377-9:1990 | ISO 17025
3252 | Insitu Density - Small Cylinder | BS 1377:9 Sec. 2.1 | ISO 17025
3253 | In-situ Resistivity | BS 1377-9:1990 | ISO 17025
3254 | Iron (III) - Ferric - Oxide | BS EN 196 Part 2 | ISO 17025
3255 | L Box | BS EN 12350-10:2010 | ISO 17025
3256 | Liquid Limit | BS 1377-2:1990 | ISO 17025
3257 | Loss on Ignition | BS EN 196-2:2013 Clause 17 | ISO 17025
3258 | Magnesium Oxide by EDTA (alternative method) | BS EN 196 Part 2 | ISO 17025
3259 | Materials Fienr than No.200 Sieve | ASTM D1140 | ISO 17025
3260 | Maximum Index Density and Unit Weight using a Vibratory Table | ASTM D4253-00(06), ASTM D4253-2014, ASTM D4254-00(06), ASTM D4254-2014 | ISO 17025
3261 | Moisture Content | ASTM D 2216, BS 812-109:1990 | ISO 17025
3262 | Moisture Content – Oven Dried | AASHTO T265 | ISO 17025
3263 | Moisture Content - Oven Drying Method | BS 1377-2:1990 | ISO 17025
3264 | Normal Consistency of Cement | ASTM C 187 | ISO 17025
3265 | Optical Emission Spectroscopy (OES) | Documented In-House Method EX-M-OP-CH-AUH-MD101, Documented In-House Method EX-M-OP-CH-AUH-MD107, Documented In-House Method EX-M-OP-CH-AUH-MD101 | N/A
3266 | Organic Matter Content | BS 1377-3:1990 Cl 3 | ISO 17025
3267 | P.M.I | In-house method | N/A
3268 | Particle Density and Water Absorption - Armourstone | BS EN 13383-3:2013 | ISO 17025
3269 | Particle Size Distribution | BS 1377-2:1990 | ISO 17025
3270 | pH of Soil | BS 1377-3:1990 Cl 9 | ISO 17025
3271 | Plastic Limit and Plasticity Index | BS 1377-2:1990 | ISO 17025
3272 | Porosity Check | ASTM E 2109 | Non Accredited
3273 | Positive Material Identiification (PMI) | ASTM E 1476 | Non Accredited
3274 | Pure Silica | BS EN 196 Part 2 | ISO 17025
3275 | Rapid Chloride Permeability | ASTM C1202-12 | ISO 17025
3276 | Residue Insoluble | BS EN 196 Part 2 | ISO 17025
3277 | Resistivity | BS 1377-2:1990 | ISO 17025
3278 | Sand Equivalent Value | ASTM D2419-09, ASTM D2419-14 | ISO 17025
3279 | Setting Time by Vicat Needle | ASTM C 191 | ISO 17025
3280 | Sieve Anlaysis of Filler | ASTM D 546 | ISO 17025
3281 | Slump | BS 1881-102:1983 | ISO 17025
3282 | Slump | BS EN 12350-2:2009 | ISO 17025
3283 | Slump | BS 1881-102:1983 (withdrawn) | ISO 17025
3284 | Soil & Sediments Testing: BTEX | EPA 502.2/624 & 8260B | ISO 17025
3285 | Soil & Sediments Testing: PAH | EPA 550.1/610 & 8270C | ISO 17025
3286 | Soil & Sediments Testing: SVOC | EPA 625 & 8270C | ISO 17025
3287 | Soil & Sediments Testing: TOC | APHA 5310 | ISO 17025
3288 | Soil & Sediments Testing: VOC | EPA 8260B | ISO 17025
3289 | Soil & SedimentsTesting: Metals - Ag, Al, As, B, Ba, Be, Ca, Cd, Co, Cu, Cr, Fe, Hg, K, Li, Mg, Mn, Mo, Na, Ni, P, Pb, Sb, Se, Si, Sn, Sr, Ti, Tl, U, V, Zn | APHA 3125 | ISO 17025
3290 | Soils, Sediment and Sludge Testing: E. Coli | APHA 9221F
3291 | Soils, Sediment and Sludge Testing: Easy Liberated Cyanide (Free) | APHA 4500 CN E, HACH 8027, TM 153
3292 | Soils, Sediment and Sludge Testing: Faecal Coliform | APHA 9221E
3293 | Soils, Sediment and Sludge Testing: Faecal Streptococci | APHA 9230B
3294 | Soils, Sediment and Sludge Testing: Fluoride | HACH 8029
3295 | Soils, Sediment and Sludge Testing: Hexavalent Chromium | HACH 8023
3296 | Soils, Sediment and Sludge Testing: Loss on Ignition | BS 2782-10:1977:1002, BS 1377 P3, ASTM D2974
3297 | Soils, Sediment and Sludge Testing: Magnesium (Saturated Extract) | USDA Handbook No. 60
3298 | Soils, Sediment and Sludge Testing: Moisture Content | MOOPAM-1999-IV.4, BS 1377:P3, ASTM D2974
3299 | Soils, Sediment and Sludge Testing: Nitrate | HACH 8039, HACH 8192, HACH 8171, USDA Handbook No. 60
3300 | Soils, Sediment and Sludge Testing: Nitrite | HACH 8507
3301 | Soils, Sediment and Sludge Testing: Nitrogen Kjeldhal (TKN) | APHA 4500Norg B
3302 | Soils, Sediment and Sludge Testing: Orthophosphate | HACH 8048
3303 | Soils, Sediment and Sludge Testing: Phosphorus (Saturated Extract) | USDA Handbook No. 60
3304 | Soils, Sediment and Sludge Testing: Salinity | APHA 2520B
3305 | Soils, Sediment and Sludge Testing: Silica - Sulphate (Acid Soluble, Saturated Extract, Water Soluble) | BS 1377;P3, USDA handbook No. 60
3306 | Soils, Sediment and Sludge Testing: Temperature | APHA 2550B
3307 | Soils, Sediment and Sludge Testing: Total Coliform | APHA 9221B
3308 | Soils, Sediment and Sludge Testing: Total Nitrogen | Modified APHA 4500Norg B
3309 | Soils, Sediment and Sludge Testing: Total Organic Matter | MOOPAM-IV.4
3310 | Soils, Sediment and Sludge Testing: Total Soluble Salt | BS 1377-3: 11990, SL-052A
3311 | Soils: Acid Soluble Chloride Salts | BS 1377 Part 3 | ISO 17025
3312 | Soils: Acid Soluble Sulphate | BS 1377 Part 3 | ISO 17025
3313 | Soils: Alkalinity in Soils | ASTM D4972
3314 | Soils: Boron (Hot Water Extraction) | USDA Handbook No. 60
3315 | Soils: Carbonate | BS 1377:P3
3316 | Soils: Chloride (Saturated Extract) | USDA Handbook No. 60
3317 | Soils: Conductivity | BS 1377 Part 3 Method 8, Agricultural Handbook No 60,
3318 | Soils: Organic Matter Content | BS 1377 Part 3 | ISO 17025
3319 | Soils: pH value | BS 1377 Part 3 | ISO 17025
3320 | Soils: Water Soluble Chloride | BS 1377 Part 3 | ISO 17025
3321 | Soils: Water Soluble Sulphate | BS 1377 Part 3 | ISO 17025
3322 | Sulphate | BS EN 196 Part 2 | ISO 17025
3323 | Sulphate (SO4) | APHA 4500 SO4 C | ISO 17025
3324 | Sulphate Content | BS 1881-124:1998 Cl 10.3 | ISO 17025
3325 | Sulphate Content of Soil (Acid extract and water extract) | BS 1377-3:1990 Cl 5.2 & 5.3 | ISO 17025
3326 | Thickness and Density of Sprayed Fire Resistive Materials | ASTM E605 | Non Accredited
3327 | Total Silica | BS EN 196 Part 2 | ISO 17025
3328 | Transverse Strength of Kerbs | BS EN 1340 Annex F | ISO 17025
3329 | V Funnel | BS EN 12350-9:2010 | ISO 17025
3330 | Wastewater Testing: Mixed Liquor Suspended Solids | APHA 2540D
3331 | Wastewater Testing: Mixed Liquor Volatile Suspended Solids | APHA 2540E
3332 | Water absorption | BS 1881-122:2011 | ISO 17025
3333 | Water Absorption | BS EN 1338:2003 Annex E | ISO 17025
3334 | Water Absorption | AASHTO T85 | ISO 17025
3335 | Water Absorption - Masonry Blocks | BS EN 771-1:2011 | ISO 17025
3336 | Water Absorption - Masonry Blocks | ASTM C140-14b | ISO 17025
3337 | Water Absorption of Masonry Blocks | BS EN 771 Part 3 | ISO 17025
3338 | Water Absorption of Paving Blocks | BS EN 1338 Annex E | ISO 17025
3339 | Water Absorption of Paving Flags/Slabs | BS EN 1339 App. E | ISO 17025
3340 | Water Absorption of samples greater than 50mm x 50mm | BS EN 10545 | Non Accredited
3341 | Water Penetration | BS EN 12390-8:2009 | ISO 17025
3342 | Water Testing: Acidity | APHA 2130B
3343 | Water Testing: Alkalinity (Total, Carbonate & Bicarbonate) & Alkalinity (Total, Carbonate & Bicarbonate, Hydroxide) | APHA 2320B | ISO 17025
3344 | Water Testing: Ammoniacal Nitrogen | APHA 4500NH3 B&C, HACH 8155, APHA 4500NH3-H | ISO 17025
3345 | Water Testing: Appearance | APHA 2110
3346 | Water Testing: Biochemical Oxygen Demand | APHA 5210B | ISO 17025
3347 | Water Testing: BTEX | EPA 502.2/624 & 8260B | ISO 17025
3348 | Water Testing: Carbon Dioxide | APHA 4500CO2 C
3349 | Water Testing: Chemical Oxygen Demand | APHA 5220B, APHA 5220C, HACH 8000 | ISO 17025
3350 | Water Testing: Chloride Content | APHA 4500 Cl D, APHA 4500 Cl B, ASTM D512-12, HACH 8113, | ISO 17025
3351 | Water Testing: Chlorine Residual (Free) | HACH 8021 | ISO 17025
3352 | Water Testing: Chlorine Residual (Total) | HACH 8167
3353 | Water Testing: Coliform | APHA 9223 | ISO 17025
3354 | Water Testing: Colour | HACH 8025, APHA 21020
3355 | Water Testing: Conductivity | APHA 2510B | ISO 17025
3356 | Water Testing: Cyanuric Acid | Palin Test
3357 | Water Testing: Dissolved Oxygen | APHA 4500G, APHA 4500C
3358 | Water Testing: E Coli | APHA 9223 | ISO 17025
3359 | Water Testing: Easy Liberated Cyanide (Free) | APHA 4500 CN E, HACH 8027 | ISO 17025
3360 | Water Testing: Enterococci | BSEN ISO 7899-2 & BS 6068 | ISO 17025
3361 | Water Testing: Fecal Coliform | APHA 9222B | ISO 17025
3362 | Water Testing: Fixed and Volatile Solids Ignited at 550 deg C | APHA 2540E
3363 | Water Testing: Fluoride | HACH 8029, APHA 4110B, | ISO 17025
3364 | Water Testing: Hardness (Calcium) | APHA 3500 Ca B, APHA 2340B
3365 | Water Testing: Hardness (Carbonate and Non-Carbonate) | APHA 2340B
3366 | Water Testing: Hardness (Total) | APHA 2340C, APHA 2340B | ISO 17025
3367 | Water Testing: Hexavalent Chromium | HACH 8023 | ISO 17025
3368 | Water Testing: Legionella Species | CCFRA 3.9.1 / ISO 11731-2 | ISO 17025
3369 | Water Testing: Magnesium, Magnesium (Hardness) | APHA 3500 Mg, ASTM D511-14, APHA 4500 Mg B
3370 | Water Testing: Metals - Ag, Al, As, B, Ba, Be, Ca, Cd, Co, Cu, Cr, Fe, Hg, K, Li, Mg, Mn, Mo, Na, Ni, P, Pb, Sb, Se, Si, Sn, Sr, Ti, Tl, U, V, Zn | APHA 3125 | ISO 17025
3371 | Water Testing: Nitrate | APHA 4500-NO3-1, HACH 8039, HACH 8192, HACH 8171 | ISO 17025
3372 | Water Testing: Nitrite | APHA 4500 NO2, HACH 8507 | ISO 17025
3373 | Water Testing: Nitrogen Kjeldhal (TKN) | APHA 4500Norg B | ISO 17025
3374 | Water Testing: Odour | APHA 2150
3375 | Water Testing: Oil & Grease | APHA 5520 D | ISO 17025
3376 | Water Testing: Orthophosphate | HACH 8048 | ISO 17025
3377 | Water Testing: PAH | EPA 550.1/610 & 8270C | ISO 17025
3378 | Water Testing: pH Value | APHA 4500 H+B, ASTM D1293-12 | ISO 17025
3379 | Water Testing: Phenols (Total) | HACH 8047
3380 | Water Testing: Phosphorus, Total | APHA 4500-P B & E | ISO 17025
3381 | Water Testing: Psuedomonas Aeruginoa | ISO 16266 | ISO 17025
3382 | Water Testing: Salinity | APHA 2520B, MOOPAM 1999-III.2.4
3383 | Water Testing: Silica - SiO2 | HACH 8185/8186 | ISO 17025
3384 | Water Testing: Staphylococcus Aureus | CCFRA 3.5.1 | ISO 17025
3385 | Water Testing: Sulfite as SO3 | APHA 4500 SO3B
3386 | Water Testing: Sulphate | APHA 4500SO42-C, HACH 8051 | ISO 17025
3387 | Water Testing: Sulphide | APHA 4500S2-F
3388 | Water Testing: Sulphide | APHA 4500 S2F, HACH 8131,
3389 | Water Testing: Sulphite | HACH 692
3390 | Water Testing: SVOC | EPA 625 & 8270C | ISO 17025
3391 | Water Testing: Temperature | APHA 2550B
3392 | Water Testing: TOC | APHA 5310 | ISO 17025
3393 | Water Testing: Total Bacteria Count | APHA 9215B | ISO 17025
3394 | Water Testing: Total Coloform | APHA 9222B | ISO 17025
3395 | Water Testing: Total Dissolved Solids | APHA 2540C, ASTM D5907-13, BS 1427:2009 Cl 5.4 | ISO 17025
3396 | Water Testing: Total Nitrogen | ASTM D5176
3397 | Water Testing: Total Solids | APHA 2540B
3398 | Water Testing: Total Suspended Solids | APHA 2540D | ISO 17025
3399 | Water Testing: Turbidity | APHA 2130B, HACH 10047 | ISO 17025
3400 | Water Testing: VOC | EPA 8260B | ISO 17025
3401 | WaterTesting: Total Volatile Suspended, Volatile Dissolved Solid | APHA 2540E
3402 | Coating Porosity Analysis | ASTM E2109 | N/A
3403 | Coating Thickness Elco Meter | ASTM D7091 | N/A
3404 | Coating Thickness Microexamination | In-house method | N/A
3405 | Failure Analysis | In-house method | N/A
3406 | Visual Examination | In-House Method, ASTM E1188 | N/A
3407 | Copper Sulphate Test | ASTM A380 | Non Accredited
3408 | Corrosion Testing | ASTM G48 Method A | Non Accredited
3409 | Cu Sulphate | ASTM A380 | N/A
3410 | Intergranular Corrosion (IGC) | ASTM A262-Pr A | N/A
3411 | Pitting | ASTM G48 Methods A | N/A
3412 | Determination of dimension of Bituminuous Specimens | BS EN 12697-29:2002 | ISO 17025
3413 | Dimensions and Water Absorption - Kerbs | BS EN 1340:2003 Annex C, BS EN 1340:2003 Annex E | ISO 17025
3414 | Dimensions and Water Absorption - Paving Blocks | BS 6717:2001 Annex A & B | ISO 17025
3415 | Dimensions and water absorption of kerbs | BS EN 1340:2003 Annex C & E | ISO 17025
3416 | Dimensions and water absorption of paving blocks | BS 6717 annex A & B: 2001 | ISO 17025
3417 | Dimensions of Masonry Blocks | BS EN 772-16:2011 | ISO 17025
3418 | Length / Width / Thickness | BS EN 10545 | Non Accredited
3419 | Shape and dimensions of specimens | BS EN 12390-1:2012 | ISO 17025
3420 | Conductivity | APHA 2510B | ISO 17025
3421 | Electrical Continuity of Reinforcing Bars | BSEN 12696:2000 Clause 7.1 | Non Accredited
3422 | Absorbance @ 254nm (Absorption) | APHA 5910B | Non Accredited
3423 | Accelerated Aging of Asphalt Binder using a Pressurised Aging Vessel (PAV) | ASTM D6521-13 | ISO 17025
3424 | Acid Soluble Chloride Content | BS EN 1744-5:2006 | ISO 17025
3425 | Acid soluble chloride salt content | BS 812-117:1988 (App C) (withdrawn) | ISO 17025
3426 | Acid Soluble Sulphate Content | BS EN 1744-1:2009 Section 12 | ISO 17025
3427 | Acidity | APHA 2310B | Non Accredited
3428 | Aggregate Crushing Value (ACV) | BS 812-110:1990 | ISO 17025
3429 | Aggregate Impact Value (AIV) | BS 812-112:1990 | ISO 17025
3430 | Ammonia (NH3) | APHA 4500 E-M-OP-HS-DOH-MD302 by Colorimetry | ISO 17025
3431 | Asphalt Content by Ignition Method | ASTM D6307-10 | ISO 17025
3432 | Assessment of Fines - Methylene Blue Test | BS EN 933-9:2009 + A1:2013 | ISO 17025
3433 | Binder Content by Ignition | BS EN 12697-39:2012 | ISO 17025
3434 | Binder Extraction | ASTM D2172-11 | ISO 17025
3435 | Biochemical Oxygen Demand (BOD) | APHA 5210B E-M-OP-HS-DOH-MD304 by Oximeter | ISO 17025
3436 | Bleed Volume Change | BS EN 445: 1997 | Non Accredited
3437 | Bulk density - dry | BS EN 12697-6:2012 | ISO 17025
3438 | Bulk Density of Bituminuous Material | AASHTO T166 | ISO 17025
3439 | Bulk specific gravity and density of compacted Bituminuous mixtures | ASTM D2726-14, ASTM D1188-07 | ISO 17025
3440 | Carbon Dioxide | APHA 4500CO2 C | Non Accredited
3441 | Chemical Oxygen Demand (COD) | APHA 5220B E-M-OP-HS-DOH-MD307 by Hach digestion and colorimetry | ISO 17025
3442 | Chlorophyll | APHA 10200 H | Non Accredited
3443 | Clay lumps and friable particles in aggregates | ASTM C142/C142M-10 | ISO 17025
3444 | Clostridium perfringens | UK Environment Agency The Microbiology of Drinking water (2004)- Part 6- Me | Non Accredited
3445 | Color - Admixture | Visual | Non Accredited
3446 | Color Evaluation | HACH 8025 | Non Accredited
3447 | Density of Bitumen | ASTM D70-09e1 | ISO 17025
3448 | Detection and Enumeration of Legionella species | BS EN | ISO 17025
3449 | Dissolved Oxygen | APHA 4500O G | Non Accredited
3450 | Effect of heat on a moving film of Asphalt (rolling thin film oven test) | ASTM 2872-12e1, AASHTO T240(2013) | ISO 17025
3451 | Flakiness index | BS EN 933-3:2012 | ISO 17025
3452 | Flash and Fire Points by Cleveland Open Cup Tester | ASTM D92-12b | ISO 17025
3453 | Flat and Elongated Particles of Coarse Aggregates | ASTM D4791-10 | ISO 17025
3454 | Flexural Creep Stiffness of Asphalt Binder using the bending rheometer (BBR) | ASTM D6648-08 | ISO 17025
3455 | Floating Particles | APHA 2530 B | Non Accredited
3456 | Fluoride | HACH 8029 | Non Accredited
3457 | Heterotrophic Plate CountDetection of Legionella spp (not including species identification) | CCFRA 5th Edition 2007 Method 3.9.1 MICRO 1010-GRP | ISO 17025
3458 | Hexavalent Chromium | HACH 8023 | Non Accredited
3459 | In-Situ Crushing Strength | BS 8204 Part 1:2003 | Non Accredited
3460 | Intestinal Helminth Eggs | WHO1996 | Non Accredited
3461 | Lightweight particles | ASTM C123-14 | ISO 17025
3462 | Liquid Limit & Plastic Limit | AASHTO T89:10 AASHTO T90:00 (2008) | ISO 17025
3463 | Los Angeles Abrasion Testing | AASHTO T 96:02 (2010) | ISO 17025
3464 | Los Angeles Abrasion Testing | ASTM C535-12 | ISO 17025
3465 | Los Angeles Abrasion Testing | ASTM C131:14 | ISO 17025
3466 | Los Angeles Abrasion Testing | BS EN 1097-2:2010 | ISO 17025
3467 | Magnesium soundness | ASTM C88-13 | ISO 17025
3468 | Magnesium Sulphate Soundness | AASHTO T 104:99(2011) | ISO 17025
3469 | Magnesium sulphate soundness test | BS EN 1367-2:2009 | ISO 17025
3470 | Marshall stability and flow (Forces from 2.5 to 50 kN) | ASTM D6927-06 | ISO 17025
3471 | Marshall test | BS EN 12697-34:2012 | ISO 17025
3472 | Materials finer than 75um (No 200) in mineral aggregates by washing | ASTM C117-13 | ISO 17025
3473 | Maximum density - volumetric procedure | BS EN 12697-5:2009 | ISO 17025
3474 | Measured Temperature in a Truck | BS EN 12697-13:2000 | ISO 17025
3475 | Mechanical size analysis of extracted aggregates | ASTM D5444-08 | ISO 17025
3476 | Metals in Water | DIHM DOH-MD-106 by ICP-MS | ISO 17025
3477 | Method of reducing laboratory samples | BS EN 933-2:1999 | ISO 17025
3478 | Mixture conditioning of hot-mix Asphalt (HMA) | AASHTO R30-02(2010) | ISO 17025
3479 | Multiple Stress Creep and Recovery (MSCR) of Asphalt Binder Using a Dynamic Shear Rheometer | ASTM D7405-10a AASHTO TP70 | ISO 17025
3480 | Nematode Eggs | WHO1996 | Non Accredited
3481 | Nitrate | HACH 10049 | Non Accredited
3482 | Nitrite | HACH 8507 | Non Accredited
3483 | Nitrogen Kjeldhal (TKN) | APHA 4500Norg B | Non Accredited
3484 | Oil and Grease | DIHM DOH-MD-414 by Soxhlet extraction gravimetry | ISO 17025
3485 | Organic Impurites | ASTM C40-11 | ISO 17025
3486 | Orthophosphate | HACH 8048 | Non Accredited
3487 | Particle Density & Water Absorption | BS 812-2:1995 | ISO 17025
3488 | Particle Density & Water Absorption | BS EN 1097-6:2013 | ISO 17025
3489 | Particle size distribution | BS 812-103.1: 1985 | ISO 17025
3490 | Particle Size Distribution | BS EN 933-1:2012 | ISO 17025
3491 | Particle size distribution | BS EN 12697-2:2002 | ISO 17025
3492 | Penetration of Bituminuous materials | ASTM D5/D5M-13 | ISO 17025
3493 | Percentage of Deleterious Materials | AASHTO T112:00 (2008) | ISO 17025
3494 | Percentage of Fractured Particles in Coarse Aggregates | ASTM D5821-13 | ISO 17025
3495 | pH | In-house | Non Accredited
3496 | pH | BS 1377-3:1990 Cl 9 | Non Accredited
3497 | pH | APHA 4500pH E-M-OP-HS-DOH-MD301 | ISO 17025
3498 | Phenol (Total) | HACH 8047 | Non Accredited
3499 | Phenols | DIHM DOH-MD-415 : EPA by SPE, Derivatisation and GC-MS | ISO 17025
3500 | Phosphorous, Total | HACH 8190 / 8048 | Non Accredited
3501 | Plasticity index | ASTM D4318-10e1 | ISO 17025
3502 | Polycyclic Aromatic Hydrocarbons (PAHs) | EPA 550.1/610 & 8270C DOH-MD-403B, 8270C DOH-MD-403A | ISO 17025
3503 | Preparation of Bituminuous specimens using Marshall apparatus | ASTM D6926-10 | ISO 17025
3504 | Preparing and Determining the density of hot mix Asphalt (HMA) specimens by means of the Superpave Gyratory compactor | ASTM D6925-09 | ISO 17025
3505 | Reducing samples of aggregate to testing size | ASTM C702-11 | ISO 17025
3506 | Residual (free available) Chlorine | APHA SM 4500Cl CHEM 2006A-GRP by Colorimetry | ISO 17025
3507 | Resistance of compacted hot mix asphalt (HMA) to moisture-induced damage – indirect tensile (IDT) strength | AASHTO T283 ASTM D6931-12 | ISO 17025
3508 | Resistivity | APHA 2150B | Non Accredited
3509 | Resistivity - Wenner Probe Method | ASTM G57 | Non Accredited
3510 | Rheological properties of Asphalt Binder using a dynamic shear rheometer | ASTM D7175-08 | ISO 17025
3511 | Sand Equivalence | AASHTO T 176:2008 | ISO 17025
3512 | Sand Equivalent | BS EN 933-8:2012 + A1:2015 | ISO 17025
3513 | Semi Volatile Organic Compounds (SVOCs) - Polycyclic Aromatic Hydrocarbon (PAHs) - GC/MS | EPA 625 & 8270C CHEM 4812-DOH by GC-MS | ISO 17025
3514 | Shape index | BS EN 933-4:2008 | ISO 17025
3515 | Shell Content | BS EN 933-7:1998 | ISO 17025
3516 | Sieve Analysis | AASHTO T 27:2011 AASHTO T 11:05 (2009) | ISO 17025
3517 | Sieve analysis of fine and coarse aggregates | ASTM C136:14 | ISO 17025
3518 | Silicon as SiO2 | HACH 8186 | Non Accredited
3519 | Sludge Volume | In House | Non Accredited
3520 | Softening Point (Ring and Ball Method) | ASTM D36-12 | ISO 17025
3521 | Soil - Benzene, Toluene, Ethylbenzene and Xylenes (BTEXs) Volatile Organic Compounds (VOCs) | EPA 502.2/624 & 8260B DOH-MD 404B by GC-MS | ISO 17025
3522 | Soils-Electrical Conductivity | US Agri Handbook 60 | Non Accredited
3523 | Solubility of Asphalt Materials in Trichloroethylene | ASTM D2042-09 | ISO 17025
3524 | Specific Gravity | ASTM C494 | Non Accredited
3525 | Specific gravity and absorption of coarse aggregates | ASTM C127-15 | ISO 17025
3526 | Specific gravity and absorption of fine aggregates | ASTM C128-15 | ISO 17025
3527 | Specimen preparation by impact compactor | BS EN 12697-30:2012 | ISO 17025
3528 | Sulphate Reducing Bacteria | ASTM B 4412 | Non Accredited
3529 | Sulphide | HACH 8131 | Non Accredited
3530 | Temperature | ASTM C1064/C1064M-12 | ISO 17025
3531 | Temperature | APHA 2550B | Non Accredited
3532 | Ten per cent fines Value | BS 812-111:1990 | ISO 17025
3533 | Themocouple Monitoring | QCS 2014 | Non Accredited
3534 | Theoretical maximum specific gravity and density of Bituminuous mixtures | ASTM D2041/D2041M−11 | ISO 17025
3535 | Thickness of a Bituminuous pavement | BS EN 12697-36:2003 | ISO 17025
3536 | Thickness of asphalt core | ASTM D3549/D3549M-11 | ISO 17025
3537 | Thickness of compacted Bituminuous paving mixture specimens | ASTM D3549/D3549M-11 | ISO 17025
3538 | Total Alkalinity | APHA 2320B by titration | ISO 17025
3539 | Total Bacterial Count (Heterotrophic Plate Count) | MICRO-GRP APHA 9215b | ISO 17025
3540 | Total Dissolved Solids | APHA 2540B E-M-OP-HS-CH-MD208C by Gravimetry | ISO 17025
3541 | Total Fungal Counts in Air | CCFRA 2.2.1 (sampling on site) | Non Accredited
3542 | Total Hardness | APHA 2340C by EDTA titration | ISO 17025
3543 | Total Kjeldahl Nitrogen | APHA 4500N by distillation | ISO 17025
3544 | Total Solids | APHA 2540B | Non Accredited
3545 | Total Solids | ASTM C 496 | Non Accredited
3546 | Total sulphate content by acid extraction | BS 812-118:1988 (withdrawn) | ISO 17025
3547 | Total Suspended Solids | APHA 2540D E-OP-HS-CH-MD209 by Gravimetry | ISO 17025
3548 | Turbidity | APHA 2130B | Non Accredited
3549 | Turbidity | APHA 2130A by Nephelometry | ISO 17025
3550 | Un-compacted Void content of Fine Aggregate | AASHTO T304:11 | ISO 17025
3551 | Viscocity determination of Asphalt at elevated temperature using a rotational viscometer | ASTM D4402/D4402M-13 | ISO 17025
3552 | Void characteristics | BS EN 12697-8:2003 | ISO 17025
3553 | Void content of fine aggregate | ASTM C1252-06 | ISO 17025
3554 | Volatile Solids | APHA 2540G | Non Accredited
3555 | Water - Benzene, Toluene, Ethylbenzene and Xylenes (BTEXs) Volatile Organic Compounds (VOCs) | EPA 502.2/624 & 8260B DOH-MD-404A by GC-MS | ISO 17025
3556 | Water content | BS EN 1097-5:2008 | ISO 17025
3557 | Water in Petroleum Products and Bituminuous Materials by Distillation | ASTM D95-13e1 | ISO 17025
3558 | Hardness (Total) | APHA 2340C | Non Accredited
3559 | Hardness and Microhardness Testing | BS EN ISO 6508-1:2005, ASTM E18-12, BS EN ISO 6507-1:2005, ASTM E384-11e1 | ISO 17025
3560 | Portable Hardness | ASTM E 1038 / A 956 | Non Accredited
3561 | Bend | BS 4449:1988 (withdrawn) | ISO 17025
3562 | Bend | ASTM A615/A615M-15ae1 | ISO 17025
3563 | Bend | DVS 2203 | ISO 17025
3564 | Bend and Rebend Testing | BS 4449:1988 (withdrawn), ASTM A615/A615M-15ae1, BS 4449:1997 (withdrawn), BS 4449:2005+A2:2009, | ISO 17025
3565 | California Bearing Ratio (CBR) | AASHTO T193 (10) | ISO 17025
3566 | California Bearing Ratio (CBR) | BS 1377-4:1990 | ISO 17025
3567 | California Bearing Ratio (CBR) | ASTM D1883-16 | ISO 17025
3568 | Capping of cylindrical concrete specimen | ASTM C 617 | ISO 17025
3569 | Charpy Impact Testing | ASTM E23-12c, BS 148-1: 2016 | ISO 17025
3570 | Charpy Impact (-196 °C and -101 °C to ambient) | ASTM E23-12c | ISO 17025
3571 | Coating Pull Off Test | ASTM D 4541 | ISO 17025
3572 | Coating Pull Off Test | ASTM D 4541 / ISO 4624 | Non Accredited
3573 | Coating Weight and Thickness | ASTM E376, ASTM A90 | Non Accredited
3574 | Compressive Strength | BS 1881-116:1983 (withdrawn) | ISO 17025
3575 | Compressive Strength - Cubic Specimens | BS 1924: Part 2: 1990 clause 4.2 | ISO 17025
3576 | Compressive Strength of Cement Mortars | ASTM C 349 | ISO 17025
3577 | Compressive Strength of concrete cylinder | ASTM C 39 | ISO 17025
3578 | Compressive Strength of Cores | BS EN 12504-1:2009 | ISO 17025
3579 | Compressive Strength of Cubes | BS EN 12390-3:2009 | ISO 17025
3580 | Compressive Strength of Cubes | BS 1924: Part 2: 1990 clause 4.2 | ISO 17025
3581 | Compressive strength of grout | BS EN 445: 1997 | Non Accredited
3582 | Compressive Strength of Masonry Blocks | BS EN 772-1 | ISO 17025
3583 | Compressive Strength of Natural Stone | ASTM C170/C170M - 09 | Non Accredited
3584 | Concentrated Static Load Test | Property Services Agency (PSA) Method of Building Performance Specification 'Platform Floors (Raised Access Floors)', MOB PF2 PS/SPU | Non Accredited
3585 | Concrete Cover | BS 1881 Part 204 | ISO 17025
3586 | Crack Width | Microscopic Gauge | ISO 17025
3587 | CTOD (in the temperature range 77K to ambient) | BS 7448-1:1991 BS 7448-2:1997 (withdrawn) | ISO 17025
3588 | Deflection | BS EN 124:1994 | ISO 17025
3589 | Deflection (up to 1000 kN) | BS EN 124:1994 | ISO 17025
3590 | Ductility of Bituminuous Materials | ASTM D 113 | ISO 17025
3591 | Ferrite content | QMET 04 using Fischer Ferritscope | ISO 17025
3592 | Flexural strength of concrete | BS EN 12390-5:2009 | ISO 17025
3593 | Flexural Strength of Natural Stone | ASTM C880-09 | Non Accredited
3594 | Flexural tensile strength (limit of proportionality (LOP), residual) | BS EN 14651:2005+A1:2007 | ISO 17025
3595 | Fluidity | BS EN 445: 1997 | Non Accredited
3596 | Fracture Toughness Testing (CTOD) | BS 7448-1:1991, BS 7448-2:1997 (withdrawn) | ISO 17025
3597 | In Place CBR | ASTM D 4429 | ISO 17025
3598 | In-situ California Bearing Ratio (CBR) | BS 1377-9:1990 | ISO 17025
3599 | Laboratory Compaction Characteristics of Soil Using Modified Effort (56,000 ft-lbf/ft3 (2,700 kN-m/m3) | ASTM D1557-12 | ISO 17025
3600 | Load Test of Concrete Spacer Blocks | BS 7973-1:2001 | Non Accredited
3601 | Modulus of Elasticity of Concrete | ASTM C469 | Non Accredited
3602 | Modulus of Rupture | BS EN 10545 | Non Accredited
3603 | Modulus of Rupture of Natural Stone | ASTM C99/99M-09 | Non Accredited
3604 | Point Load Strength | ISRM Commission on Testing Methods, Suggested Method for Determining Point Load Strength 1985 | ISO 17025
3605 | Portable Hardness - In-Situ | In-house method | N/A
3606 | Pull out strength of Hardened Concrete | ASTM C 900 | ISO 17025
3607 | Pull out strength of Sprayed Fire Resistive Materials | ASTM E736 | Non Accredited
3608 | Pull Out Test | ASTM E754 | Non Accredited
3609 | Rebend | BS 4449:1997 (withdrawn) | ISO 17025
3610 | Rebend | BS 4449:2005+A2:2009 | ISO 17025
3611 | Rebound Hammer | ASTM C 805 | ISO 17025
3612 | Rockwell (B and C Scales) | BS EN ISO 6508-1:2005 | ISO 17025
3613 | Rockwell (B and C Scales) | ASTM E18-12 | ISO 17025
3614 | Sand Replacement test | ASTM D1556/D1556M-16 | ISO 17025
3615 | Sedimentation / Volume Change | BS EN 445: 1997 | Non Accredited
3616 | Separation Tendency of Polymer from Polymer Modified Asphalt | ASTM D7173-11 | ISO 17025
3617 | Settting Time of Cement | BS EN 196 Part 3 | ISO 17025
3618 | Slip Resistance Test of Hardened Concrete | BS 7679, ASTM E303, BS EN 14231 | Non Accredited
3619 | Slump Test | ASTM C 143 | ISO 17025
3620 | Soundness of Cement | BS EN 196 Part 3 | ISO 17025
3621 | Specific Gravity of Portland Cement | BS EN 196 Part 6 | Non Accredited
3622 | Strength of Cement | BS EN 196 Part 1 | ISO 17025
3623 | Swelling of soaked CBR specimen | BS 1377: Part 4: 1990 | ISO 17025
3624 | Tensile | BS 4449:1997 (withdrawn) | ISO 17025
3625 | Tensile | BS 4449:2005+A2:2009 | ISO 17025
3626 | Tensile | ASTM A615/A615M-15ae1 | ISO 17025
3627 | Tensile | BS EN ISO 898-1:2013 | ISO 17025
3628 | Tensile | ASTM F606-13 & F606M-13a | ISO 17025
3629 | Tensile | DVS 2203 | ISO 17025
3630 | Tensile at ambient temperature | BS EN ISO 6892-1:2009 | ISO 17025
3631 | Tensile at ambient temperature | ASTM E8/E8M-13a | ISO 17025
3632 | Tensile at ambient temperature | ASTM A370-15 | ISO 17025
3633 | Tensile at ambient temperature | API 5L 45 th Edition 2013 | ISO 17025
3634 | Tensile splitting strength of concrete | BS EN 12390-6:2009 | ISO 17025
3635 | Tensile strength | ASTM 1061/A1061M-09 | ISO 17025
3636 | Tensile strength | BS EN ISO 15630-3: 2010 | ISO 17025
3637 | Tensile Testing | BS EN ISO 6892-1:2009, ASTM E8/E8M-13a, ASTM A370-15, API 5L 45 th Edition 2013 | ISO 17025
3638 | Tensile Testing | BS 4449:1997 (withdrawn), BS 4449:2005+A2:2009, ASTM A615/A615M-15ae1, BS EN ISO 898-1:2013, ASTM F606-13 & F606M-13a, ASTM 1061/A1061M-09, BS EN ISO 1560-3: 2010 | ISO 17025
3639 | Transverse Strength | BS EN 1340:2003 Annex F | ISO 17025
3640 | Transverse Strength | BS EN 1339:2003 Annex F | ISO 17025
3641 | Transverse Strength of Paving Flags/Slabs | BS EN 1339 App. F | ISO 17025
3642 | Uniaxial compressive strength of rock cores | ASTM D2938-95(2002) ASTM D7012-13 | ISO 17025
3643 | Uniformly Static Load Test | Property Services Agency (PSA) Method of Building Performance Specification 'Platform Floors (Raised Access Floors)', MOB PF2 PS/SPU | Non Accredited
3644 | Vertical deformation and Strength Characteristics of Soil | BS 1377-9:1990 Cl 4.1 | ISO 17025
3645 | Vertical deformation and strength characteristics of soil by the plate loading test | NFP 94-117 (French Method) | Non Accredited
3646 | Vickers (HV5 & 10 ) | BS EN ISO 6507-1:2005 | ISO 17025
3647 | Vickers (HV5 & 10 ) | ASTM E384-11e1 | ISO 17025
3648 | Ferrite Content | Documented In-House Method MET 04 using Fischer Ferritscope | ISO 17025
3649 | General Metallographic Examination: Ferrite Content, Grain Size, Volume Fraction | Documented In-House Method MET 04 using Fischer Ferritscope, ASTM E112-13, ASTM E562-11, ASTM A262 Practice A, B, C, E; ASTM A923 | N/A
3650 | Grain Size | ASTM E112 | Non Accredited
3651 | Grain Size | ASTM E112-13 | ISO 17025
3652 | Inclusion Test | ASTM E45 | Non Accredited
3653 | In-situ Metallography (Replica Surface Microstructure) | ASTM E23/1351/407/340 / BS EN 1321 | ISO 17025
3654 | Intergranular Corrosion (IGA/IGO/IGC) | ASTM A262 Practice A, B, C, E | ISO 17025
3655 | Micro Examination | ASTM E3 | Non Accredited
3656 | Replica Surface Microstructure | ASTM E1351-01(2012) Q-Site 02 | ISO 17025
3657 | Test Methods for Detecting Detrimental Intermetallic Phase in Duplex Austenitic/Ferritic Stainless Steels | ASTM A923 | ISO 17025
3658 | Volume Fraction | ASTM E562-11 | ISO 17025
3659 | Enumeration and Confirmation of Faecal Coliforms | APHA 9222d MICRO 1004-GRP Membrane Filtration | ISO 17025
3660 | Enumeration and Confirmation of Faecal Coliforms | BS EN ISO 7899-2:2000 BS 6068:2000 Section 4.4 MICRO 1005-GRP Membrane Filtration | ISO 17025
3661 | Enumeration and Confirmation of Psuedomonas Aeruginosa | ISO 16266:2006 MICRO 1006-GRP Membrane Filtration | ISO 17025
3662 | Enumeration and Confirmation of Total Coliforms | APHA 9222b MICRO 1003-GRP Membrane Filtration | ISO 17025
3663 | Enumeration of Coliforms and E.coli | APHA 9223 MICRO 1002-GRP MPN using IDEXX Colilert | ISO 17025
3664 | Pseudomonas Species | CCFRA 2.5.1 | Non Accredited
3665 | Salmonella (Presence/Absence) | CCFRA 3.1.2 | Non Accredited
3666 | Staphylococcus Aureus | CCFRA 3.5.1 | Non Accredited
3667 | Surfactants Anionic | HACH 8028 | Non Accredited
3668 | Yeast & Mould Count | MFHPB-22 | Non Accredited
3669 | Yeast & Mould Counts | CCFRA 2.1.1 | Non Accredited
3670 | Ultrasonic Pulse Velocity (UPV) | BS EN 12504 Part 4 | ISO 17025
3671 | Bitumious Materials Sampling | BS EN 12697-27:2001 | ISO 17025
3672 | Making and Curing of Concrete Specimens | ASTM C 31 | ISO 17025
3673 | Making test cubes and curing | BS EN 12390-2:2009 | ISO 17025
3674 | Method of Sampling Cement | ASTM C 183 | ISO 17025
3675 | Obtaining and Testing of Drilled Cores | ASTM C 42 | ISO 17025
3676 | Preparation of rock cores for strength testing | ASTM D4543-08 | ISO 17025
3677 | Preparation of samples for determining binder content | AASHTO T 328-05 | ISO 17025
3678 | Preparation of samples for determining binder content, water content and grading | BS EN 12607-28:2001 | ISO 17025
3679 | Preparation of samples for determining binder content, water content and grading. | BS EN 12697-28:2001 | ISO 17025
3680 | Preparation of Specimens Compacted with Constant Compacted Effort | BS 1924: Part 2: 1990 clause 4.1.5 | ISO 17025
3681 | Sampling coarse, fine and all-in aggregates | BS 812-102:1989 (withdrawn), BS EN 932-1:1997, ASTM D75/75M-14 | ISO 17025
3682 | Sampling fresh concrete on site | BS 1881-101:1983 | ISO 17025
3683 | Sampling from initial discharge (slump test) | BS 1881-102:1983 | ISO 17025
3684 | Sampling of Bituminuous Mixtures | ASTM D 979 | ISO 17025
3685 | Sampling of Compacted Bituminuous Mixtures | ASTM D 5361 | ISO 17025
3686 | Sampling of Fresh Concrete | ASTM C 172 | ISO 17025
3687 | Sampling of Fresh Concrete on Site | BS EN 12350-1:2009 | ISO 17025
3688 | Soil Sample Preparation | BS 1924: Part 2: 1990 clause 4.1.5 | ISO 17025
3689 | Taking and Preparing Samples of Cement | BS EN 196 Part 7 | ISO 17025
3690 | Bend, Fillet weld fracture, Hardness, Impact, Nick-break, Tensile, CTOD, Macro- and Micro-examination in accordance with specific welding codes | BS EN ISO 5173:2010+A1:2011 | ISO 17025
3691 | Bend, Fillet weld fracture, Hardness, Impact, Nick-break, Tensile, CTOD, Macro- and Micro-examination in accordance with specific welding codes | BS EN ISO 9017:2013 | ISO 17025
3692 | Bend, Fillet weld fracture, Hardness, Impact, Nick-break, Tensile, CTOD, Macro- and Micro-examination in accordance with specific welding codes | BS EN ISO 9015-1:2011 | ISO 17025
3693 | Bend, Fillet weld fracture, Hardness, Impact, Nick-break, Tensile, CTOD, Macro- and Micro-examination in accordance with specific welding codes | BS EN ISO 4136:2012 | ISO 17025
3694 | Bend, Fillet weld fracture, Hardness, Impact, Nick-break, Tensile, CTOD, Macro- and Micro-examination in accordance with specific welding codes | BS EN ISO 5178:2011 | ISO 17025
3695 | Bend, Fillet weld fracture, Hardness, Impact, Nick-break, Tensile, CTOD, Macro- and Micro-examination in accordance with specific welding codes | BS 7448-2:1997 | ISO 17025
3696 | Bend, Fillet weld fracture, Hardness, Impact, Nick-break, Tensile, CTOD, Macro- and Micro-examination in accordance with specific welding codes | BS EN ISO17639:2013 | ISO 17025
3697 | Bend, Fillet weld fracture, Hardness, Impact, Nick-break, Tensile, CTOD, Macro- and Micro-examination in accordance with specific welding codes | BS 4515-1:2009 | ISO 17025
3698 | Bend, Fillet weld fracture, Hardness, Impact, Nick-break, Tensile, CTOD, Macro- and Micro-examination in accordance with specific welding codes | BS 4515-2:1999 | ISO 17025
3699 | Bend, Fillet weld fracture, Hardness, Impact, Nick-break, Tensile, CTOD, Macro- and Micro-examination in accordance with specific welding codes | BS EN ISO 15614-1:2004+A1:2008 | ISO 17025
3700 | Bend, Fillet weld fracture, Hardness, Impact, Nick-break, Tensile, CTOD, Macro- and Micro-examination in accordance with specific welding codes | BS EN ISO 15614-2:2005 | ISO 17025
3701 | Bend, Fillet weld fracture, Hardness, Impact, Nick-break, Tensile, CTOD, Macro- and Micro-examination in accordance with specific welding codes | BS EN 287-1:2011 | ISO 17025
3702 | Bend, Fillet weld fracture, Hardness, Impact, Nick-break, Tensile, CTOD, Macro- and Micro-examination in accordance with specific welding codes | BS EN ISO 9601-1:2013 | ISO 17025
3703 | Bend, Fillet weld fracture, Hardness, Impact, Nick-break, Tensile, CTOD, Macro- and Micro-examination in accordance with specific welding codes | BS EN ISO 9601-1:2013 | ISO 17025
3704 | Bend, Fillet weld fracture, Hardness, Impact, Nick-break, Tensile, CTOD, Macro- and Micro-examination in accordance with specific welding codes | BS EN ISO 9606-2:2004 | ISO 17025
3705 | Bend, Fillet weld fracture, Hardness, Impact, Nick-break, Tensile, CTOD, Macro- and Micro-examination in accordance with specific welding codes | ASME IX-15 | ISO 17025
3706 | Bend, Fillet weld fracture, Hardness, Impact, Nick-break, Tensile, CTOD, Macro- and Micro-examination in accordance with specific welding codes | API 1104 21st Edition 2013 | ISO 17025
3707 | Bend, Fillet weld fracture, Hardness, Impact, Nick-break, Tensile, CTOD, Macro- and Micro-examination in accordance with specific welding codes | AWS D1.1/D1.1M-2015 | ISO 17025
3708 | Weld Testing: Bend, Fillet weld fracture, Hardness, Impact, Nick-break, Tensile, CTOD, Macro- and Micro-examination in accordance with specific welding codes | BS EN ISO 5173:2010+A1:2011, BS EN ISO 9017:2013, BS EN ISO 9015-1:2011, BS EN ISO 4136:2012, BS EN ISO 5178:2011, BS 7448-2:1997, BS EN ISO17639:2013, BS 4515-1:2009, BS 4515-2:1999, BS EN ISO 15614-1:2004+A1:2008, BS EN ISO 15614-2:2005, BS EN 287-1:2011, BS EN ISO 9601-1:2013, BS EN ISO 9601-1:2013, BS EN ISO 9606-2:2004, ASME IX-15, API 1104 21st Edition 2013, AWS D1.1/D1.1M-2015 | ISO 17025
3709 | Assessment | Approved Document B, NFPA, Australian Building Code, Saudi Building Code, UAE Fire Code (any other international standard for fire)
3710 | Compartmentation drawings | Approved Document B, NFPA, Australian Building Code, Saudi Building Code, UAE Fire Code (any other international standard for fire)
3711 | Detail review | Approved Document B, NFPA, Australian Building Code, Saudi Building Code, UAE Fire Code (any other international standard for fire)
3712 | Expert Witness | Approved Document B, NFPA, Australian Building Code, Saudi Building Code, UAE Fire Code (any other international standard for fire)
3713 | Fire Risk | Approved Document B, NFPA, Australian Building Code, Saudi Building Code, UAE Fire Code (any other international standard for fire)
3714 | Fire strategy report | Approved Document B, NFPA, Australian Building Code, Saudi Building Code, UAE Fire Code (any other international standard for fire)
3715 | Heat transfer analysis (Finite Element) | Approved Document B, NFPA, Australian Building Code, Saudi Building Code, UAE Fire Code (any other international standard for fire)
3716 | Heat transfer analysis (Hand Calculation) | Approved Document B, NFPA, Australian Building Code, Saudi Building Code, UAE Fire Code (any other international standard for fire)
3717 | Means of escape modelling (Finite Element) | Approved Document B, NFPA, Australian Building Code, Saudi Building Code, UAE Fire Code (any other international standard for fire)
3718 | Means of escape modelling (Hand Calculation) | Approved Document B, NFPA, Australian Building Code, Saudi Building Code, UAE Fire Code (any other international standard for fire)
3719 | Passive Fire Protection Inspection | Approved Document B, NFPA, Australian Building Code, Saudi Building Code, UAE Fire Code (any other international standard for fire)
3720 | Radiation Analysis | Approved Document B, NFPA, Australian Building Code, Saudi Building Code, UAE Fire Code (any other international standard for fire)
3721 | Smoke Modelling (CFD) | Approved Document B, NFPA, Australian Building Code, Saudi Building Code, UAE Fire Code (any other international standard for fire)
3722 | Smoke Modelling (Zone) | Approved Document B, NFPA, Australian Building Code, Saudi Building Code, UAE Fire Code (any other international standard for fire)
3723 | Fire Testing - Full Scale Tests | BS 8414 Part 1 & Part 2.
3724 | Acoustic Site Testing - Room Noise Levels, Room sound Absorption and Reverberation Times | ASTM E966 / BS EN ISO 140-5, ASTM E336/ BS EN ISO 140-4
3725 | Site Testing
3726 | Acoustics Testing - Sound Absorption Coefficient, Sound Reduction Index, Noise Reduction Coefficient | ASTM E90, BS EN ISO 140-3, AS 1191, ASTM C423, BS EN ISO 354
3727 | Air Leakage | ASTM E1680
3728 | Air Permeability | AS-NZS Standards, ASTM E783, ASTM E283, BS EN 12153, BS EN 1026, CWCT
3729 | Aluminumstrade performance | ASTM E2353 / ASTM E935
3730 | Anchorages | ASTM E894
3731 | Building movement / seismic tests | AAMA 501.4 / CWCT
3732 | Dynamic water penetration | AAMA 501.1 / CWCT
3733 | Fog determination test | ASTM E1887
3734 | Hose test | AAMA 501.2
3735 | Impact Resistance | BS 8200 / BS EN 13049
3736 | IP rating | BS EN 60529
3737 | Static water penetration | ASTM E1105
3738 | Static water penetration | BS EN 12155 / BS EN 1027/ CWCT / AS-NZS standards
3739 | Static water penetration | ASTM E331 / ASTM E547/ BS EN 12155 | ISO 17025
3740 | Strength test for panels for building construction | ASTM E72
3741 | Structural performance | ASTM E1592
3742 | Structural performance of stone cladding systems | ASTM C1201
3743 | Thermal cycling / condensation analysis | AAMA 501.5 / CWCT
3744 | Water penetration | ASTM E1646
3745 | Wind resistance tests | ASTM E330 / BS EN 12179 / BS EN12211 / CWCT/
3746 | Wind resistance tests | AS-NZS standards
3747 | Wind resistance tests | ASTM E330
3748 | Block wall performance | ASTM E514
3749 | Controlled dismantle
3750 | Forced entry resistance | ASTM F588
3751 | Impact Resistance | BS 6206 and BS EN 12600
3752 | Operating forces | BS EN 12046 / BS EN 13115
3753 | Strength of anchorages | ASTM C1354 / BS 5080
3754 | Strength of partitions | BS 5234 Part 2
3755 | Structural performance of glass in buildings | ASTM E998
3756 | Cold environment assessments |  | None
3757 | COSHH Asessment and Consultancy | L5 Control of Substances Hazardous to Health Regulations (COSHH)
3758 | Development of COSHH Registers and Systems | L5 Control of Substances Hazardous to Health Regulations (COSHH)
3759 | Electromagnetic Field Measurement & Assessment | HSG 281 | None
3760 | Environmental Noise Assessment | BS 4142; BS7445; PPG 24
3761 | Hand Arm Vibration Assessments | BS EN ISO 5349 | None
3762 | Hazardous Substances Assessments | L5 Control of Substances Hazardous to Health Regulations (COSHH)
3763 | Hot environment Assessments |  | None
3764 | Indoor Air Quality Assessments & Investigations | L5 Control of Substances Hazardous to Health Regulations (COSHH)
3765 | Local Exhaust Ventilation Exam & Testing | HSG 258 | None
3766 | Thermal Comfort Assessments | WGBT | None
3767 | Whole Body Vibration Assessments | ISO 2631-1 ; BS EN 14253 | None
3768 | Workplace Noise Assessments | L108 Control of Noise at Work
3769 | Ambient bioaerosol monitoring | 2009 AfOR Protocol | None
3770 | Asbestos 4 Stage Clearance Testing | Asbestos Management and Testing | UKAS ISO 17020 / ISO 17025
3771 | Asbestos Advice/Consultancy | Asbestos Management and Testing | UKAS ISO 17020 / ISO 17028
3772 | Asbestos Air Testing | Asbestos Management and Testing | UKAS ISO 17020 / ISO 17025
3773 | Asbestos Awareness Training | Asbestos Management and Testing | UKAS ISO 17020 / ISO 17025
3774 | Asbestos Compliance Registers Asbestos Management Plans | Asbestos Management and Testing | UKAS ISO 17020 / ISO 17025
3775 | Asbestos Fiber counting (fibre counting) | Asbestos Management and Testing | UKAS ISO 17020 / ISO 17025
3776 | Asbestos Management Surveys | Asbestos Management and Testing | UKAS ISO 17020 / ISO 17025
3777 | Asbestos Material Analysis | Asbestos Management and Testing | UKAS ISO 17020 / ISO 17027
3778 | Asbestos Refurbishment and demolition surveys | Asbestos Management and Testing | UKAS ISO 17020 / ISO 17025
3779 | Asbestos Sampling | Asbestos Management and Testing | UKAS ISO 17020 / ISO 17026
3780 | Project Management of Asbestos Remediation | Asbestos Management and Testing | UKAS ISO 17020 / ISO 17025
3781 | Testing of Asbestos Containing Materials ( ACM's) | Asbestos Management and Testing | UKAS ISO 17020 / ISO 17025
3782 | Breathing Airline Testing | BS EN 12021 | None
3783 | Face fit testing (face masks) |  | None
3784 | Acid Mist Sampling | NIOSH 7903 | None
3785 | Airborne Fibre Sampling | MDHS 59/3 | None
3786 | Aldehyde Sampling | MDHS 102 | None
3787 | Bioaerosol Monitoring | MDHS 14/4 | None
3788 | Diesel Engine Exhaust Emissions Sampling | NIOSH 5040 | None
3789 | Hexavalent Chromium Sampling | MDHS 61 / NIOSH 7605 | None
3790 | Inhalable Dust Monitoring | MDHS 14/4 | ISO 17025
3791 | Isocyanate Sampling | MDHS 25/4 | None
3792 | Lead in Air Sampling | NIOSH 7300 | None
3793 | Legionella Risk Assessments | L8, HSG 274 | None
3794 | Metals Samping (Other) | NIOSH 7300 | None
3795 | Metalworking Fluids Mist Sampling | NIOSH 5524 | None
3796 | Noise Dosimetry | UK L108 guidance | None
3797 | Oil Mist Sampling | MDHS 84/2 NIOSH 5524 | None
3798 | Respirable Dust Monitoring | MDHS 14/4 | ISO 17025
3799 | Rubber Fume Sampling | MDHS 47/3 | None
3800 | Silica Sampling - Resirable Crystalline Silica | MDHS 101/2 | None
3801 | Solder Fume Sampling | MDHS 83/3 | None
3802 | Solvent Vapors Sampling | MDHS 104 | None
3803 | Thoracic Dust Monitoring | MDHS 14/4 | ISO 17025
3804 | Triglycidyl Isocyanurate Sampling | MDHS 85/2 | None
3805 | Welding Fume Sampling | BS EN ISO 10882 | None
3806 | Assessment | Approved Document B, NFPA, Australian Building Code, Saudi Building Code, UAE Fire Code (any other international standard for fire) | N/A
3807 | Compartmentation drawings | Approved Document B, NFPA, Australian Building Code, Saudi Building Code, UAE Fire Code (any other international standard for fire) | N/A
3808 | Detail review | Approved Document B, NFPA, Australian Building Code, Saudi Building Code, UAE Fire Code (any other international standard for fire) | N/A
3809 | Expert Witness | Approved Document B, NFPA, Australian Building Code, Saudi Building Code, UAE Fire Code (any other international standard for fire) | N/A
3810 | Fire Risk | Approved Document B, NFPA, Australian Building Code, Saudi Building Code, UAE Fire Code (any other international standard for fire) | N/A
3811 | Fire strategy report | Approved Document B, NFPA, Australian Building Code, Saudi Building Code, UAE Fire Code (any other international standard for fire) | N/A
3812 | Heat transfer analysis (Finite Element) | Approved Document B, NFPA, Australian Building Code, Saudi Building Code, UAE Fire Code (any other international standard for fire) | N/A
3813 | Heat transfer analysis (Hand Calculation) | Approved Document B, NFPA, Australian Building Code, Saudi Building Code, UAE Fire Code (any other international standard for fire) | N/A
3814 | Means of escape modelling (Finite Element) | Approved Document B, NFPA, Australian Building Code, Saudi Building Code, UAE Fire Code (any other international standard for fire) | N/A
3815 | Means of escape modelling (Hand Calculation) | Approved Document B, NFPA, Australian Building Code, Saudi Building Code, UAE Fire Code (any other international standard for fire) | N/A
3816 | Passive Fire Protection Inspection | Approved Document B, NFPA, Australian Building Code, Saudi Building Code, UAE Fire Code (any other international standard for fire) | N/A
3817 | Radiation Analysis | Approved Document B, NFPA, Australian Building Code, Saudi Building Code, UAE Fire Code (any other international standard for fire) | N/A
3818 | Smoke Modelling (CFD) | Approved Document B, NFPA, Australian Building Code, Saudi Building Code, UAE Fire Code (any other international standard for fire) | N/A
3819 | Smoke Modelling (Zone) | Approved Document B, NFPA, Australian Building Code, Saudi Building Code, UAE Fire Code (any other international standard for fire) | N/A
3820 | Liquid Penetrant Inspection - COLOR contrast manual application | BS EN ISO 3452-1, BS EN 10228-2, ASTM E 1417/E1417M, ASME V, AWPS 006X, Def.Stan 02-729:Part 4 | ISO 17025
3821 | Liquid Penetrant Inspection - Fluorescent-immersion line and manual application | BS EN ISO 3452-1, BS EN 10228-2, RRP 58003, ASTM E 1417/E1417M, Def.Stan 02-729:Part 4, Goodrich 981-060-021, Sikorsky - SS8806, BAe R05-6101, ABP 6-5230 | ISO 17025
3822 | Magnetic Particle Inspection | BS EN ISO 17638, BS EN 10228-1, ASTM E 1444/E1444M, AWPS 003X, RRP 58004, Def.Stan. 02-729:Part 2, ASME V, Goodrich 981-060-014, ABP 6-5229 | ISO 17025
3823 | Passivation Testing | 914-032-100 TO 104, MSPS100.CP.005, AMS 03-2, AMS 2700, ASTM A967/A967M, SS8435, EP 038 | ISO 17025
3824 | Radiographic Inspection (X-ray and Gamma-ray) | BS EN ISO 5579, RRP 58006, ASME V, ASTM E 1742/E1742M, Def. Stan 02-729:Part 1, Goodrich 981-060-022, BAe R05-6113, ABP 6-5346, BS EN ISO 5579, RRP 58006, ASME V, ASTM E 1742/E1742M, Def.Stan 02-729:Part 1, Goodrich 981-060-022 | ISO 17025
3825 | Ultrasonic Flaw Detection - Immersion method | RRP 58017, AWPS 001X | ISO 17025
3826 | Ultrasonic Flaw Detection - Manual contact method | BS EN 10160, BS EN 10228-3, ASME V, Def. Stan 02-729:Part 5 | ISO 17025
3827 | Computed Radiography | ASTM E 2033:2017 RRP58009 Rev C AITM-7002 Issue 6 PS1106 Rev C BS EN 14784-1:2005 BSS7043 Rev B WP1077 Issue 1 981-060-022 Issue 17 BS 3923:Part 1:1986 (Withdrawn) BS 5996:1993 (Withdrawn) BS 6208:1990 (Withdrawn) BS EN 1714:1998 (Withdrawn) BS EN ISO 17640:2010 BS EN 10160:1999 BS EN 10228:Part 3:2016 BS EN 10228:Part 4:2016 ASME V:2017 DEF STAN 02-729:Part 5:2013 | ISO 17025
3828 | Liquid Penetrant Method Fluorescent - in line Colour | BS 6443:1984 (Withdrawn) BS M39:1972 BS EN 571-1:1997 (Withdrawn) BS EN ISO 3452-1:2013 RPS 702:Issue 10 (Withdrawn) R05-6101 Issue 14 ABP 6-5230 Issue 12 981-060-021 Issue 29 AWPS006X Issue E DEF STAN 02-729 Part 4:2013 ASTM E165-12 ASME V:2017 ASTM E1417/E1417M-16 RRP 58003 Issue H BS 6443:1984 (Withdrawn) BS M39:1972 BS EN 571-1:1997 (Withdrawn) BS EN ISO 3452-1:2013 RPS 702 Issue 10 (Withdrawn) R05-6101 Issue 14 AWPS006X Issue E DEF STAN 02-729 Part 4:2013 ASTM E165-12 ASME V:2017 RRP 58003 Issue H | ISO 17025
3829 | Magnetic Particle Inspection | BS 5138:1974(2000) BS 6072:1981 BS EN 1290:1998 (Withdrawn) BS EN ISO 17638:2016 BS EN ISO 9934-1:2016 BS EN 10228:Part 1:2016 RPS 700:Issue 7 (Withdrawn) ABP 6-5229 Issue 3(AN2) 981-060-014 Issue 22 AWPS003X Issue C DEF STAN 02-729:Part 2:2013 ASTM E709-15 ASTM E1444/E1444M-16 ASME V:2017 ASME B16.34 2017 RRP58004 Issue F | ISO 17025
3830 | Magnetic Particle Method: Using yokes and permanent magnets | BS 5138:1974(2000) BS 6072:1981 BS EN 1290:1998 (Withdrawn) BS EN ISO 17638:2016 BS EN ISO 9934-1:2016 BS EN 10228:Part 1:2016 DEF STAN 02-729 Part 2:2013 ASME V:2017 | ISO 17025
3831 | Radiography/X-Ray | RRP58006 Issue E BS M34:1970(1984) BS 2600:Part 1:1983 (Withdrawn) BS 2600:Part 2:1973 (Withdrawn) BS 2910:1986 (Withdrawn) BS 7257:1989 (Withdrawn) BS EN 444:1994 (Withdrawn) BS EN ISO 5579:2013 BS EN 1435:1997 (Withdrawn) BS EN ISO 17636-1:2013 RPS 704:Issue 7 (Withdrawn) R05-6113 Issue 7 ABP 6-5346 Issue 6 (Withdrawn) 981-060-022 Issue 17 AWPS004X Issue B NGPS 1017 Issue 7 T/SP/P2 2000 ASTM E94-17 ASTM E2104-15 DEF STAN 02-729 Part 1:2013 ASME V:2017 ASME B16.34 2017 NGPS1057 Issue 11 A ASTM E1742/1742M-18 | ISO 17025
3832 | Radiography/X-Ray | RRP58006 Issue E BS M34:1970 (1980) BS 2600:Part 1:1983 (Withdrawn) BS 2600:Part 2:1973 (Withdrawn) BS 2910:1986 (Withdrawn) BS 7257:1989 (Withdrawn) BS EN 1435:1997 (Withdrawn) BS EN ISO 17636-1:2013 RPS 704 Issue 7 (Withdrawn) R05-6113 Issue 7 AWPS004X Issue B ASTM E94-17 ASTM E2104-15 DEF STAN 02-729 Part 1:2013 ASME V:201; BS M34:1970(1984) BS 2600:Part 1:1983 (Withdrawn) BS 2600:Part 2:1973 (Withdrawn) BS 2910:1986 (Withdrawn) BS 7257:1990 (Withdrawn) BS EN 444:1994 (Withdrawn) BS EN ISO 5579:2013 BS EN 1435:1997 RPS 704:Issue 7 (Withdrawn) R05-6113 Issue 7 ABP 6-5346 Issue 6 (Withdrawn) 981-060-022 Issue 17 AWPS004X Issue B NGPS 1017 Issue 7 T/SP/P2 2000 ASTM E94-17 DEF STAN 02-729 Part 1:2013 ASME V:2017 ASME B16.34 2017 | ISO 17025
3833 | Surface Roughness Testing on Metals |  | ISO 17025
3834 | Autoclave - Static |  | n/a
3835 | Copper alloys — Ammonia test for stress corrosion resistance | ISO 6957 | n/a
3836 | Corrosion Testing of steel conduit and fittings with metric threads of ISO form for electrical installations | BS 4568 | ISO 17025
3837 | Corrosion Testing to Evaluate Passivation | ASTM A967 | n/a
3838 | Crevice & Pitting Corrosion | ASTM G46-94(2013), Shell ES/247 Rev 2 2003 (Withdrawn); ISO 11463, ASTM G48 Method E & F; ASTM G78 | ISO 17025
3839 | Crevice & Pitting Corrosion | ASTM G46-94(2013), ASTM G48-11 (2015) Method B, ASTM A923-14 Method C, Shell ES/247 Rev 2 2003 (Withdrawn) | ISO 17025
3840 | Determination of dezincification resistance of brass | ISO 6509-1 | ISO 17025
3841 | Electrochemical Impedance Spectroscopy (EIS) | ASTM G106 / ISO 16773 | ISO 17025
3842 | Electrode Potential | ASTM G215 | ISO 17025
3843 | Exfoliation Corrosion Susceptibility (EXCO Test) | ASTM G34, ASTM G66, ASTM G112 | ISO 17025
3844 | Galvanic Corrosion | ASTM G71 | ISO 17025
3845 | Hydrogen Induced Cracking (HIC); Have Saudi Aramco approval | NACE TM0284-16 | ISO 17025
3846 | Immersion Corrosion Testing | ASTM G31 | ISO 17025
3847 | Intergranular Corrosion Resistance of Heat Treatable Aluminum Alloys by Immersion in Sodium Chloride + Hydrogen Peroxide Solution | ASTM G110-92; ASTM G67 | n/a
3848 | Intergranular Corrosion Testing (IGC/IGA) | BS EN ISO 3651-2:1998 Methods A,B,C, ASTM A262-14 Practise A,B,C,E, ASTM G28-02(2015) | ISO 17025
3849 | Mercurous Nitrate Test for Copper Alloys | ASTM B154 | ISO 17025
3850 | Potentiodynamic Polarisation | ASTM G5, ASTM G61 | ISO 17025
3851 | Potentiodynamic Polarisation Resistance (LPR) | ASTM G59 / ASTM G102 | ISO 17025
3852 | Slow Strain Rate Testing (SSR or SSRT) - Rippled Slow Strain Rate (RSSRT) | NACE TM0198 | n/a
3853 | Stress Corrosion Cracking (SCC) | ASTM G36, ASTM G38, ASTM A890 4A; ASTM G123; ASTM G30; ASTM G49; ASTM G58 | ISO 17025
3854 | Stress Corrosion Cracking Test | ASTM G39-99r11, EFC No.16, DNV offshore standard F101-Oct-2013 Appendix | ISO 17025
3855 | Stress-Corrosion of Titanium Alloys by Aircraft Engine Cleaning Materials | ASTM F945 | ISO 17025
3856 | Sulfide Stress Cracking - SSC and SCC | NACE TM0177; NACE TM0316
3857 | Sulphide Stress Corrosion Cracking (SSCC) | NACE TM0177-16 Methods A,B,C | ISO 17025
3858 | Full Ring Ovalisation | OTI95 635 (Excluding NDT), BS 8701 :2016 | ISO 17025
3859 | Hydrogen Embrittlement Testing | ISO 16573 | ISO 17025
3860 | Mechanical Hydrogen Embrittlement Evaluation of Plating/Coating Processes and Service Environments | ASTM F519 | ISO 17025
3861 | Slow Strain Rate Testing to Evaluate the Susceptibility of Metallic Materials to Environmentally Assisted Cracking | ASTM G129 | ISO 17025
3862 | Standard Test Method for Using Atmospheric Pressure Rotating Cage | ASTM G202 | ISO 17025
3863 | Electrical Conductivity - Liquids ONLY |  | ISO 17025
3864 | Nital Etch | AMS 2649 | ISO 17025
3865 | Assessment of Antibacterial Finishes on Textile Materials Modified for Virucidal Efficacy | AATCC 100 | GLP compliant, EPA regulated, FDA regulated
3866 | Disinfectant Qualification Testing for Antiviral Activity |  | GLP compliant, EPA regulated, FDA regulated
3867 | Standard Test Method for Efficacy of Antimicrobial Agents Against Viruses in Suspension | ASTM E1052 | GLP compliant, EPA regulated, FDA regulated
3868 | Standard Test Method for Efficacy of Virucidal Agents Intended for Inanimate Environmental Surfaces | ASTM E1053 | GLP compliant, EPA regulated, FDA regulated
3869 | Virucidal Efficacy of a Disinfectant Applied to a Room via a Fogger or Misting Device |  | GLP compliant, EPA regulated, FDA regulated
3870 | Virucidal Efficacy of a Disinfectant for use on Inanimate Environmental Surfaces - Hepatitis B Virus; Hepatitis C Virus; Norovirus; SARS-CoV-2 (COVID-19) |  | GLP compliant, EPA regulated, FDA regulated
3871 | Virucidal Efficacy Validation of a Disinfectant Used to Clean and Disinfect the Exterior Surface of Blood Glucose Monitoring Devices Utilizing Duck Hepatitis B Virus as a Surrogate for Human Hepatitis B |  | GLP compliant, EPA regulated, FDA regulated
3872 | Product Chemistry - Accelerated and Long-Term Storage Stability |  | GLP compliant, EPA regulated, FDA regulated
3873 | Product Chemistry - Accelerated and Long-Term Storage Stability |  | GLP compliant, EPA regulated, FDA regulated
3874 | Product Chemistry - Enforcement Analytical Method |  | GLP compliant, EPA regulated, FDA regulated
3875 | Product Chemistry - Forced Degredation Studies |  | GLP compliant, EPA regulated, FDA regulated
3876 | Product Chemistry - Physical Chemistry - pH, Color, Odor, Density - Specific Gravity, Viscosity, Physical State, Flash Point/Flammability, Oxidation/Reduction Chemical Incompatibility |  | GLP compliant, EPA regulated, FDA regulated
3877 | Product Chemistry - Physical Chemistry - pH, Color, Odor, Density - Specific Gravity, Viscosity, Physical State, Flash Point/Flammability, Oxidation/Reduction Chemical Incompatibility |  | GLP compliant, EPA regulated, FDA regulated
3878 | Product Chemistry - Preliminary Analysis |  | GLP compliant, EPA regulated, FDA regulated
3879 | Stability Testing and Storage |  | GLP compliant, EPA regulated, FDA regulated
3880 | Textiles — Determination of antiviral activity of textile products | ISO 18184 | None - Internal Protocol
3881 | Standard Test Method for Flash Point by Tag Closed Cup Tester | ASTM D56 | ISO 17025, FDA registered, DEA licensed, GMP compliant, GLP compliant, EPA regulated, FDA regulated
3882 | Blood Glucose Meter / Point of Use Devices |  | GLP compliant, EPA regulated, FDA regulated
3883 | Cytotoxicity Testing / Rinsing Studies |  | GLP compliant, EPA regulated, FDA regulated
3884 | High Level Disinfectant - Simulated Use Testing on Flexible Endoscopes; Bench Testing, Simulated Use and In-Use |  | GLP compliant, EPA regulated, FDA regulated
3885 | Reusable Medical Device Validation - 510(k) Support, Steam Sterilization, Dry Time, Disinfection—Low Level, Intermediate Level, High Level; Cleaning (Manual)—with quantitative endpoints: protein, hemoglobin, carbohydrate |  | GLP compliant, EPA regulated, FDA regulated
3886 | Anti-microbial Efficacy (including pre-saturated towelettes) |  | GLP compliant, EPA regulated, FDA regulated
3887 | Anti-microbial finishes on textile materials - Assessment of Antibacterial Finishes on Textile Materials Modified for Virucidal Efficacy | AATCC 100 | GLP compliant, EPA regulated, FDA regulated
3888 | Anti-microbial properties evaluation |  | GLP compliant, EPA regulated, FDA regulated
3889 | Bacterial and Virucidal | JIS Z2801 | GLP compliant, EPA regulated, FDA regulated
3890 | Custom Efficacy Testing |  | GLP compliant, EPA regulated, FDA regulated
3891 | Custom Efficacy Testing |  | GLP compliant, EPA regulated, FDA regulated
3892 | Determination of Anti-microbial Activity of Immobilized Agents | ASTM E2149 | GLP compliant, EPA regulated, FDA regulated
3893 | Disinfectants - Bacteriocidal, Virucidal, Fungicidal, Tuberculocidal, Biofilm testing, Clostridium difficile and Candidaauris testing, Laundry Disinfectant |  | GLP compliant, EPA regulated, FDA regulated
3894 | Fogging and Misting Efficacy - Bacterial disinfection, Virucidal disinfection, Non-food contact sanitization, Food contact sanitization |  | GLP compliant, EPA regulated, FDA regulated
3895 | Fogging and Misting Efficacy - Bacterial disinfection, Virucidal disinfection, Non-food contact sanitization, Food contact sanitization |  | GLP compliant, EPA regulated, FDA regulated
3896 | Fogging and Misting Efficacy - Bacterial disinfection, Virucidal disinfection, Non-food contact sanitization, Food contact sanitization |  | GLP compliant, EPA regulated, FDA regulated
3897 | Germicides/Biocides |  | GLP compliant, EPA regulated, FDA regulated
3898 | High Level Disinfectants/Liquid Chemical Sterilants |  | GLP compliant, EPA regulated, FDA regulated
3899 | Liquid Efficacy - Time Kill Assay | ASTM E2315 | GLP compliant, EPA regulated, FDA regulated
3900 | Liquid Efficacy - Viral Suspension Assay | ASTM E1052 | GLP compliant, EPA regulated, FDA regulated
3901 | Measurement of antibacterial activity on plastics and other non-porous surfaces | ISO 22196 ​ | GLP compliant, EPA regulated, FDA regulated
3902 | Method for Determination of Antimicrobial Activity in Polymeric or Hydrophobic Materials | ASTM E2180 | GLP compliant, EPA regulated, FDA regulated
3903 | Microbial bactericidal concentration (MBC) |  | GLP compliant, EPA regulated, FDA regulated
3904 | Microbial inhibitory concentration (MIC) |  | GLP compliant, EPA regulated, FDA regulated
3905 | Microbial limits/enumeration test |  | GLP compliant, EPA regulated, FDA regulated
3906 | Pesticide Device Efficacy |  | GLP compliant, EPA regulated, FDA regulated
3907 | Quantitative Suspension Test for the Evaluation of Virucidal Activity in the Medical Area | EN 14476 | GLP compliant, EPA regulated, FDA regulated
3908 | Sanitizers - food contact and non-food contact surfaces - Residual self-sanitizer with wear » Carpet » Laundry |  | GLP compliant, EPA regulated, FDA regulated
3909 | Sporicides |  | GLP compliant, EPA regulated, FDA regulated
3910 | Treated Article Efficacy/Textiles | various | GLP compliant, EPA regulated, FDA regulated
3911 | Virology Testing Services |  | GLP compliant, EPA regulated, FDA regulated
3912 | Disinfection Qualification - USP organisms, environmental isolates (Coupon Testing Using Immersion Recovery Method, Tube Dilution Method, AOAC Use Dilution Test, Time-Kill Studies, Fungicidal Activity Tests, AOAC Germicidal Spray Products Test, Use-dilution studies using coupons, In-house organisms efficacy studies, Custom disinfectant efficacy studies | USP <1072> | ISO 17025, FDA registered, DEA licensed, GMP compliant, GLP compliant, EPA regulated, FDA regulated
3913 | Critical Micelle Concentration (CMC) |  | n/a
3914 | Kinematic Viscosity of Fuels and Oils | ASTM D445 | ISO 17025
3915 | Absolute & Relative Density and API Gravity: Digital Density Meter Method | ASTM D4052/D 5002, TM OIL 050-90 | ISO 17025
3916 | Acid neutralization number: potentiometric | ASTM D664, TM OIL 241-90 | ISO 17025
3917 | Acid Neutralizing Value for Liming Materials | AOAC Method 955.01 | ISO 17025
3918 | Ammonium as Nitrogen by Continuous Flow Colorimetry in Water and Wastewater | Based on APHA 4500-NH3 G | ISO 17025
3919 | Aniline Point | ASTM D611, TM OIL 260-90 | n/a
3920 | Anions in Aqueous Solutions by Ion Chromatography | Based on APHA 4110 B | ISO 17025
3921 | Ash Content | ASTM D482, TM OIL 180-90 | n/a
3922 | Asphaltenes: nC5 insoluble | Syncrude Method 5.1, TM OIL 200-90 | ISO 17025
3923 | ASTM Colour by Colour Comparator | ASTM D1500, TM TO 009-90 | n/a
3924 | Atterberg Limits of Soils | Based on ASTM D4318-05 | ISO 17025
3925 | Barium in Soil by ICP | Alberta Environment. 2004. Soil Quality Guidelines for Barite. Publication #T/738 | ISO 17025
3926 | Biochemical Oxygen Demand (BOD) in Waters, Wastewaters and Soils by Incubation | Based on APHA 5210 B | ISO 17025
3927 | Boiling Point of Engine Coolants | ASTM D1120, TM GLY 360-90 | n/a
3928 | BTEX and F1 in Soil and Water Samples by Gas Chromatography MS/FID | EPA Method 8126 | ISO 17025
3929 | BTEX in Gas Dehydration Emission Streams by Total Capture | Internally Developed, TM GAS 037-90 based on Beitler et al, 1995 | ISO 17025
3930 | Bulk Density and Specific Gravity of "As-Received" Samples | BD Based on: MSA, 13-2, SG Based on: G50 AEUB 1996 | ISO 17025
3931 | CaCO3 (Lime) Requirement in Soil by Single Buffer | Based on SSMA(Carter, 2008), p 130, 12.2 | ISO 17025
3932 | Calcium Carbonate in Soil by Dual pH | J. Ashworth. Soil Sci. Pl. Anal. 28, 841-848 (1997), Improvement to Two Routine Methods for Calcium Carbonate in Soils | ISO 17025
3933 | Calcium equivalency |  | n/a
3934 | Chemical Oxygen Demand in Water and Wastewater by Block Digestion | Based on APHA 5220 D | ISO 17025
3935 | Chloride in Aqueous Solutions by Colorimetric Discrete Analyzer | APHA 4500-Cl E Automated Ferricyanide Method | ISO 17025
3936 | Cloud Point of Petroleum Products | ASTM D2500, TM OIL 090-90 | n/a
3937 | Compatibility of Oil-Field Waters | Ostroff, A.G; Atwater, J.E. et al | ISO 17025
3938 | Copper Strip Corrosion | ASTM D130, TM OIL 190-90 | n/a
3939 | Cyanate in Water and Wastewater by Continuous Flow Colorimetry | Based on APHA 4500-CN- L | ISO 17025
3940 | Cyanide in Aqueous Solutions by Continuous Flow Colorimetry | Based on ARC 06608L, EPA 335.3, APHA 4500-CN- I, APHA 4500-CN- C | ISO 17025
3941 | D86 Atmospheric Distillation | ASTM D86 Modified, TM OIL 150-90 | ISO 17025
3942 | Dean Stark Analysis in Soil and Sludge | Based on ACOSA REF.METHOD | ISO 17025
3943 | Dew Point Determination of Natural Gas | ASTM D1142, TM GAS 013-90 | n/a
3944 | Dissolved Oxygen in Water and Wastewater by Titration | APHA 4500-O C | ISO 17025
3945 | Distillation of Volatile Organic Liquids | ASTM D1078, TM GLY 325-90 | n/a
3946 | Dynamic Viscosity and Density of Liquids | ASTM D7042, TM OIL 145-90 | ISO 17025
3947 | EOX in water and soil | EPA 9023, TM OIL 500-90 | ISO 17025
3948 | Estimated Cloud Point: Viscometer Correlation | Internally Developed, TM OIL 092-90 | n/a
3949 | Exchangeable Cations and Cation Exchange Capacity (CEC) by Ammonium Acetate Extraction | Based on MSS 3.32 | ISO 17025
3950 | Exchangeable Cations and Cation Exchange Capacity (CEC) in Soil by Ammonium Acetate Extraction | Based on McKeague 3.32, APHA 3120 | ISO 17025
3951 | Extended Gas Analysis: GPA 2286 | GPA 2286 Modified, TM GAS 028-90 | ISO 17025
3952 | Extractable Ammonium and Nitrate in Soil by Continuous Flow Colorimetry | Based on MSS 4.35, APHA 4500-NH3 G, SSMA 4.3 | ISO 17025
3953 | Extractable Macro Nutrients in Soil by ICP | Based on McKeague 4.51, APHA 3120 | ISO 17025
3954 | Extractable Micro Nutrients in Soil by ICP | Based on McKeague 4.65, APHA 3120B | ISO 17025
3955 | Extractable Nitrate, Phosphate and Potassium in Soil by Continuous Flow Colorimetry | Based on Comm. Soil Sci. Pl. Anal. 26:431-739, SSMA 4.3, APHA 4500-P D, ARC 19103 565 | ISO 17025
3956 | Extractable Sulfur as Sulfate in Soils by ICP | MSS 4.47 | ISO 17025
3957 | Filterable Residue in Oilfield Water, Gravimetric | APHA 2540C | ISO 17025
3958 | Flash Point By Cleveland Open Cup | ASTM D92, TM OIL 170-90 | ISO 17025
3959 | Flash Point in Liquids, Solids, and Soil by Pensky-Martens Closed Cup Tester | Based on ASTM D-93-99b | ISO 17025
3960 | Flash Point of Petroleum Oils and Lubricants - Closed Cup | ASTM D93, TM OIL 171-90 | n/a
3961 | Foaming Characteristics of Glycol Solutions | ASTM D1881/D 4921 Modified, TM GLY 260-90 | n/a
3962 | Foreign Matter in Compost | Based on CCME 106E, 1996 | ISO 17025
3963 | Freeze Point of Coolants | ASTM D1177, TM GLY 305-90 | n/a
3964 | Gas In Solution Factor (GIS) of Oil | Internally developed, TM GAS 053-90 | n/a
3965 | Glycols and Alcohols in Natural Gas | Internally Developed, TM GAS 052-90 | n/a
3966 | Heptane Insolubles - ASTM D 6560 | ASTM D6560, TM OIL 337-90 | n/a
3967 | Hexavalent Chromium in Aqueous Solutions by Colorimetric Centripetal Analyzer | Based on APHA 3500-Cr C | ISO 17025
3968 | High Pressure Liquid Analysis | In house/ASTM D2887 Modified, TM GAS 015-90 | ISO 17025
3969 | Hot Water Soluble Boron in Soil by ICP | Based on McKeague 4.61, APHA 3120 | ISO 17025
3970 | Hydraulic Conductivity Saturated by Constant Head Method | Amer. Soc. of Agro. No 9, Part 1, 1965 | ISO 17025
3971 | Hydrocarbon Composition by Internal Standard | In house/ASTM D2887 Modified, TM GAS 018-90 | n/a
3972 | Hydrocarbon Content in Glycol | Internally Developed, TM GLY 250-90 | n/a
3973 | Hydrogen Sulfide (H2S) in Gas Mixtures by Tutwiler Titration | UOP 9, TM GAS 004-90 | n/a
3974 | Hydrogen Sulfide and Mercaptan Sulfur in Liquid Hydrocarbon by Potentiometric Titration | UOP 163-10, TM GAS 025-90 | n/a
3975 | Hydrogen Sulfide and Other Gases By Length of Stain Tube | GPA 2377, TM GAS 005-90 | n/a
3976 | Hydrogen sulfide in oil vapour phase | ASTM D5705, TM OIL 390-90 | n/a
3977 | Ignitability of Solids: Rope Burn Test | UN Manual of Tests & Criteria Test N.1, TM OIL 347-90 | n/a
3978 | Interfacial Tension of Oil Against Water by the Ring Method | ASTM D971, TM TO 005-90 | n/a
3979 | Leachable BTEX in Solids and Waste by Gas Chromatography | Based on EPA 1311 | ISO 17025
3980 | Low Pressure Liquid Analysis | In house/ASTM D2887 Modified, TM GAS 016-90 | ISO 17025
3981 | Measurement of pH in Water and Wastewater at 15 °C | APHA 4500-H+B | ISO 17025
3982 | Mercury in Aqueous Solutions by Cold Vapor Atomic Absorption | Based on APHA 3112B, EPA 245.5 | ISO 17025
3983 | Metals in Aqueous Solution by ICP | Based on APHA 3030 F, 3120 B | ISO 17025
3984 | Metals in Soil, Sludge, Sediment and Oily Waste by ICP | Based on BC MOE PBM_SOLIDSMET, APHA 3120 B | ISO 17025
3985 | Micro Carbon Residue | ASTM D4530, TM OIL 135-90 | ISO 17025
3986 | Microtox 15 Minute, Multiple Concentrations, Acute, Static EC50 Bioassay | Based on EPS1/RM/24, AEUB Guide 50 appendix 4 | ISO 17025
3987 | Millipore Residue of Gas | Internally Developed, TM GAS 012-90 | n/a
3988 | Millipore Residue of NGL | Internally Developed, TM GAS 010-90 | n/a
3989 | Moisture Content of Soils | Based on SSMA 1993, 51.2 | ISO 17025
3990 | Molarity Ethanol Droplet Value (MED) | 27th Annual AB Soil Sci. Workshop, 1990, 59-63 | ISO 17025
3991 | Molybdate Reactive Silica in Water by Spectrophotometer | Based on APHA 4500-SiO2 C | ISO 17025
3992 | NGL Analysis by Gas Chromatography | ASTM D2163, TM GAS 009-90 | ISO 17025
3993 | n-Heptane Insolubles - ASTM D 3279 | ASTM D3279, TM OIL 335-90 | n/a
3994 | Odor in Water and Wastewater by Smell | APHA 2150B | ISO 17025
3995 | Organic Chloride Content in Crude Oil | ASTM D4929 , TM OIL 076-90 | ISO 17025
3996 | Organic Matter in Soil by Loss on Ignition | Based on MSS 3.8 | ISO 17025
3997 | Ortho-Phosphate in Water and Wastewater by Continuous Flow Colorimetry | Based on APHA 4500-P F | ISO 17025
3998 | Paint Filter Test | EPA 9095A-1 | ISO 17025
3999 | Particle Size Analysis by Laser Diffraction Particle Size Analyzer | LS 13 320 Laser Diffraction Particle Size Analyzer Instruction for Use October 2011 Beckman Coulter, Inc., 250 S. Kraemer Blvd. Brea, CA 92821 | ISO 17025
4000 | Particle Size Analysis by Wet Sieve | Based on ASTM C117-04 | ISO 17025
4001 | Particle Size Analysis of Soil by Dry Sieve | Based on SSMA(Carter, 2008), pgs 722, 55.4 | ISO 17025
4002 | Particle Size Analysis of Soil by Hydrometer | Based on SSMA(Carter, 2008), pg 173, 45.3 | ISO 17025
4003 | Petroleum Hydrocarbons in Soil and Water Using Gas Chromatography GC-FID | CCME Method | ISO 17025
4004 | pH and Electrical Conductivity in Soil | MSS 4.12 | ISO 17025
4005 | pH in Glycol | ASTM D1287, TM GLY 280-90 | n/a
4006 | pH in Soil by 0.01 M Calcium Chloride | Based on MSS 3.11 | ISO 17025
4007 | pH of Brine Using 1:4 Ratio, Brine: Water | PNS Association of British Columbia, Idaho, Montana, Oregon and Washington | ISO 17025
4008 | pH, EC and Alkalinity in Water by PC Titrate | Based on APHA 2510 B, 4500 H+ B, 2320 B | ISO 17025
4009 | Phenol in Aqueous Solutions by Continuous Flow Colorimetry | APHA 5530D | ISO 17025
4010 | Pour Point of Petroleum Oils | ASTM D97/D 5853, TM OIL 080-90 | n/a
4011 | Refractive Index of Ethylene Glycol | ASTM D3321, TM GLY 320-90 | n/a
4012 | Refractive Index of Formation Water | ASTM D4052-09 | ISO 17025
4013 | Reid Vapour Pressure | ASTM D323 Modified, TM OIL 120-90 | n/a
4014 | Relative Density (Specific Gravity): Digital Densitometer Method | ASTM D4052-09 | ISO 17025
4015 | Relative Molecular Weight (Mass) by Freezing Point Depression | Cryette A Model 5008, TM GAS 019-90 | ISO 17025
4016 | Reserve Alkalinity | ASTM D1121, TM GLY 310-90 | n/a
4017 | Salinity, pH and EC of Field-Moist Soils | Carter, 1993, pp 161-166, Soluble Salts | ISO 17025
4018 | Salt Content In Oil | Based on UOP 22, TM OIL 070-90 | n/a
4019 | Saturates, Aromatics, Resins and Asphaltenes in Bitumen by Liquid-Solid Chromatography | Syncrude Method 5.1, TM OIL 930-90 | n/a
4020 | Sediment and Water (BS&W) in Crude and Fuel Oils: Centrifuge Method | ASTM D4007, TM OIL 040-90 | ISO 17025
4021 | Sediment in Crude Oil by Membrane Filtration | ASTM D4807, TM OIL 242-90 | n/a
4022 | Sediment in oils by extraction method | ASTM D473, TM OIL 244-90 | n/a
4023 | Sodium Adsorption Ratio (SAR), pH and EC by Saturated Paste | Based on MSS 3.21, MSS 3.14, MSS 4.13 | ISO 17025
4024 | Sodium Bicarbonate Extractable Phosphorus (Olsen P) in Soil by Continuous Flow Colorimetry | Carter, Sodium Bicarbonate Extractable Phosphorus | ISO 17025
4025 | Soil pH Buffer Curves by Incubation | Based on Methods of Soil Analysis for Canadian Prairie, AB Agr. | ISO 17025
4026 | Solubility of solids | Tervita OTS Bulletin, TM OIL 339-90 | n/a
4027 | Special Waste Extraction Procedure (Modified SWEP) | Waste Management Act, B.C. Reg. 63/88, 1992 | ISO 17025
4028 | Specific Conductance: by Radiometer Model CDM83 Conductivity Meter | APHA 2510B | ISO 17025
4029 | Specific Gravity and Density of Semi-solid Bituminous Materials (Pycnometer Method) | ASTM D70, TM OIL 750-90 | n/a
4030 | Specific Gravity of Field-Moist Materials | AEUB, G-50 (1996) | ISO 17025
4031 | Sulfite in Water and Wastewater by Titration | APHA 4500 Iodometric | ISO 17025
4032 | Thiocyanate in Water and Wastewater by Colorimetric Centripetal Analyzer | Based on APHA 4500-CN- M | ISO 17025
4033 | TOC, DOC, TIC, DIC and TC in Water and Wastewater by High-Temperature Combustion | APHA 5310 B | ISO 17025
4034 | Toluene Insolubles | TM OIL 336-90 | n/a
4035 | Total and Dissolved Phosphorus in Water by Astoria Analyzer Continuous Flow Colorimetry | APHA 4500-P F | ISO 17025
4036 | Total and Free Chlorine in Water and Wastewater by Spectrophotometer | Based on APHA 4500-Cl G | ISO 17025
4037 | Total Dissolved Solids in Water and Wastewater Dried at 180 °C | Based on APHA 2540 C, APHA 2540E | ISO 17025
4038 | Total Dry Weight of Samples | in house method | ISO 17025
4039 | Total Nitrogen in Water and Wastewater by High-Temperature Combustion | ISO/TR 11905:1997(E) | ISO 17025
4040 | Total Oil & Grease in Water by Gravimetric Analysis | Based on EPA 1664 | ISO 17025
4041 | Total Reduced Sulfur Analysis of Natural Gas: Gas Chromatography/Sulfur Chemiluminescence Detector | ASTM D5504 Modified, TM GAS 014a-90 | ISO 17025
4042 | Total reduced sulfur of hydrocarbon liquid by GC/SCD | ASTM D5623, TM GAS 051-90 | n/a
4043 | Total Solids in Water and Wastewater Dried at 104 °C | APHA 2540 B and E | ISO 17025
4044 | Total Sulfide in Aqueous Solutions by Automated Gas Dialysis | Based on APHA 4500 S2- E | ISO 17025
4045 | Total Sulfur: X-Ray Fluorescence Method | ASTM D4294, TM OIL 060-90 | ISO 17025
4046 | Total Suspended Solids in Glycol Solutions | Internally Developed, TM GLY 240-90 | n/a
4047 | Total Suspended Solids in Water and Wastewater Dried at 104 °C | Based on APHA 2540 D, 2540 E | ISO 17025
4048 | Toxicity Characteristic Leachate Procedure (TCLP) in Liquid, Solid and Waste Samples | Based on EPA 1311 TCLP | ISO 17025
4049 | Trace Metals in Aqueous Solutions by ICP-MS | Based on EPA 200.8, EPA 3050B | ISO 17025
4050 | True and Apparent Color in Water by Visual Comparison | APHA 2120 B | ISO 17025
4051 | True Vapour Pressure | ASTM D5191/D 6377/D 6378, TM OIL 125-90 | n/a
4052 | Turbidity in Water and Wastewater by Nephelometric Method | Based on APHA 2130 B | ISO 17025
4053 | Ultraviolet Absorbance and Transmittance in Water and Wastewater by Spectrophotometer | Based on APHA 5910B | ISO 17025
4054 | Viscosity: Brookfield Viscometer Method (only VL spidnles not HBT Spindle 6 & 7​) | ASTM D4402, TM OIL 140-90 | n/a
4055 | Water and Sediment in Fuel Oils by Centrifuge | ASTM D2709, TM OIL 043-90 | n/a
4056 | Water Content by Karl Fischer Colorimetric Titration | ASTM D4928 ASTM D6304, ASTM E1064, TM OIL 160-90 | ISO 17025
4057 | Water Content by Karl Fisher Volumetric Titration | ASTM E203, TM GLY 230-90 | n/a
4058 | Water Content in Crude Oil - Distillation | ASTM D4006, TM OIL 165-90 | n/a
4059 | Wax Content | UOP 46-64 Modified, TM OIL 210-90 | n/a
4060 | Density of Crude Oil |  | n/a
4061 | Vapor Pressure of Crude Oil |  | n/a
4062 | Club Root Testing by Real Time PCR | A.C Wallenhammar; 2012 Plant Pathology, Vol. 61:1 | ISO 17025
4063 | Ammonia in Aqueous Solutions by Colorimetry | HACH Method 8038, TM WC 020-28 | ISO 17025
4064 | Anions in Aqueous Solutions by Ion Chromatography | APHA 4110 B, TM WC 025-28 | ISO 17025
4065 | Anions in Glycol by Ion Chromatography | APHA 4110, TM OC 058-28 | ISO 17025
4066 | Asphaltenes Content of Crude Oil, Condensates and Bitumen | Syncrude 5.1, TM OC 040-28 | ISO 17025
4067 | Basic Sediment and Water in Oil (BSW) | TM OC 005-28, BS&W - ASTM D4007 | ISO 17025
4068 | Chemical Oxygen Demand in Water and Waste Water by Block Digestion | TM WC 060-28, HACH Method 8000 Modified | ISO 17025
4069 | Dynamic Viscosity and Density of Liquids | ASTM D7042, TM OC 026-28 | ISO 17025
4070 | Flash Point of Hazardous Waste Samples | TM SC 051-28, ASTM D93 | ISO 17025
4071 | Glycol Compounds by Gas Chromatography | TM GC 065-28, ASTM E202 | ISO 17025
4072 | Health Canada drinking water organics - includes required VOCs, THMs, PAH -- (Benzo(a)pyrene only) and selected chlorophenols. Parameters include: Total Xylenes (m,p,o) Methyl t-Butyl Ether (MTBE) Total Trihalomethanes Benzene Toluene Ethylbenzene 1,4-Dichlorobenzene 1,2-Dichlorobenzene Tetrachloroethene (Tetrachloroethylene) Trichloroethene (Trichloroethylene) Chloroform Bromoform Bromodichloromethane Carbon Tetrachloride Chlorobenzene (Monochlorobenzene) Dibromochloromethane 1,2-Dichloroethane 1,1-Dichloroethene (1,1-Dichloroethylene) Methylene Chloride (Dichloromethane) Vinyl Chloride Benzo(a)pyrene Pentachlorophenol 2,4 & 2,5-Dichlorophenol 2,3,4,6-Tetrachlorophenol 2,4,6-Trichlorophenol PNALACW Alachlor in water PEATRAW Sterilant screen in water Includes: Atrazine Diethylatrazine Deisopropylatrazine Bromacil Chlorotoluron Cyanazine Diuron Fenuron Isoproturon Linuron Metoxuron Monolinuron Simazine Tebuthiuron Carbofuran in water Endrin in water Oxamyl in water Dinoseb in water Diquat/paraquat in water Diquat, Paraquat by HPLC-UV Picloram in water Simazine in water Glyphosate in water PCBs in water Haloacetic acid in water - Top 6 HAA6 includes monobromoacteic acid, monochloroacetic acid, Bromochloroacetic acid, Dibromoacetic acid, dichloroacetic acid Trichloroacetic acid and calculated Total Halo Acetic Acids. Single chlorinated hydrocarbon in water Hexachlorocyclopentadiene - Water TOX Toxaphene AMICL Chloramines in water VSC2W 2 Compound Volatile Assessment - Water This code is for requesting two VOC compounds. V038W 1,2-Dichloropropane - Single volatile code - must be accompanied by a VSC group code. V073W 1,2,4-Trichlorobenzene- Single volatile code - must be accompanied by a VSC group code. ICBRO Bromate in Water TTBE Beryllium - total Beryllium - total by trace ICP TTSB Antimony - Antimony - total by trace ICP TTSE Selenium - Selenium - total by trace ICP TTTL Thallium - Thallium - total by trace ICP TTU Uranium - Uranium - total by trace ICP | Health Canada | ISO 17025
4073 | Hexavalent Chromium in Aqueous Solutions by Spectrophotometer | HACH Method 8023, TM WC 085-28 | ISO 17025
4074 | Leachable BTEXs in Solid Waste | TM GC 050-28, EPA, SW-846 Extraction, EPA 5021A, EPA 8021B, EPA 8015D | ISO 17025
4075 | Metals in Aqueous Solutions by ICP | APHA 3120 B, TM WC 080-28 | ISO 17025
4076 | Metals in Light Crude Oil by ICP | ASTM D5708, TM OC 100-28 | ISO 17025
4077 | Oil Density by Digital Density Meter | ASTM 4052, TM OC 010-28 | ISO 17025
4078 | Organic Phosphorus in Light Crude Oil by ICP | CAPP Organo-Phosphorus, TM OC 080-28 | ISO 17025
4079 | pH in Aqueous Solutions | APHA 4500-H+B, TM WC 010-28 | ISO 17025
4080 | pH of Soil/Sludge | TM SC 006-28, EPA 9045C | ISO 17025
4081 | Total Oil & Grease in Water by Gravimetric Analysis | EPA 1664, TM WC 095-28 | ISO 17025
4082 | Total Sulfur Content in Oil | ASTM 4294, TM OC 015-28 | ISO 17025
4083 | Total Suspended Solids in Water and Wastewater | APHA 2540 D, TM WC 035-28 | ISO 17025
4084 | Toxicity Characteristic Leaching Procedure (TCLP) - Solid Samples | TM SC 075-28, EPA 1311 | ISO 17025
4085 | Qualitative and semi-quantitative elemental analysis | Documented In-House Method OES | ISO 17025
4086 | Crevice & Pitting Corrosion | ASTM G46-94(2013), ASTM G48 -11, ASTM A923 Method C | ISO 17025
4087 | Intergranular Corrosion Testing (IGC/IGA) | EN ISO 3651-1, ASTM A262 Practice C, BS EN ISO 3651-2:1998 Methods A, BS EN ISO 3651-2:1998 Methods B, ASTM A262-14 Practise E, BS EN ISO 3651-2:1998 Methods C, ASTM A262-14 Practise B, ASTM G28-02(2008) Method A, ASTM G28-02(2008) Method B | ISO 17025
4088 | Brinell Hardness Testing | ASTM E10-14, EN ISO 6506-1:2006 | ISO 17025
4089 | Rockwell Hardness Testing | EN ISO 6508-1:2006, ASTM E18-14 | ISO 17025
4090 | Vickers Hardness Testing | ISO 6507-1:2006, ASTM E384-11e1 | ISO 17025
4091 | Batelle Drop Weight Tear Test | ISO 3183 / API RP 5L3 | n/a
4092 | Bend Testing | ISO 7438:2005 | ISO 17025
4093 | Charpy Impact Testing | ASTM A923 Method B | ISO 17025
4094 | Charpy Impact Testing | ISO 148-1:2011, ASTM E23-12c | ISO 17025
4095 | Drift-expanding test | EN ISO 8493 | ISO 17025
4096 | Drop Weight Tear Testing | API 5L RP3, ASTM E208-06 (2012) | ISO 17025
4097 | Flanging test | EN ISO 8494 | ISO 17025
4098 | Fracture Toughness Testing | BS 7448: Part 1:1991, BS EN ISO 15653:2018, ISO 12135:20016 | ISO 17025
4099 | Lateral Expansion and Percent shear | ISO 148-1:2011, ASTM E23-12c, ASTM A370-12, ASTM E23-12c, ASTM A370-12 | ISO 17025
4100 | Pellini drop weight test |  | ISO 17025
4101 | Pressure testing | In-house procedure | ISO 17025
4102 | Ring expanding test | EN ISO 8495 | ISO 17025
4103 | Ring Flattening | EN ISO 8492:2004 (superceded), ASTM A106/A106M-08 (superceded), ASTM A370-14, ASTM A450-15, ISO 9809-2 | ISO 17025
4104 | Tensile Testing (Ambient) | API 1104, ASME IX, AWS D1.1,D1.2,D1,7, ISO 6892-1:2009, ASTM E8/E8M-13a, ASTM A370-14, EN 10164:2004 | ISO 17025
4105 | Depth of Deacrburization | EN ISO 3887:2003 | ISO 17025
4106 | Detection of detrimental intermetallic phase | ASTM A923 Method A | ISO 17025
4107 | Ferrite count using ferritscope | Documented In-House Method | ISO 17025
4108 | Ferrite count using magnetic gauge | Documented In-House Method | ISO 17025
4109 | Macro Etching | ASTM A604 | ISO 17025
4110 | Microstructural Assessment and preparation inc. replication metallography | ASTM E3,E407,E112,E340,E45,E562,E1077 | ISO 17025
4111 | Heat treatment in laboratory furnace | In-house procedure | ISO 17025
4112 | Weld Testing: Bend, Fracture, Hardness, Macro, Micro | API 5L 45th Edition 2013, API 1104 (20th Edition)2005, BS EN ISO 9606-2:2004, ISO 9015-1:2011, ISO 9016:2012, EN ISO 9017:2013, BS EN ISO 5178:2011, ISO 4136:2012, ISO 5173:2012, ASME IX :2013, AWS D1.1/D1.1M-10, ISO 17639:2013 | ISO 17025
4113 | BTEX/VPH in Soil & Water by Gas Chromatography GC FID/MSD | B.C. Environmental Lab Manual, Monocyclic Aromatic Hydrocarbons /Volatile Hydrocarbons in Solids Modified TM ORG 001-93 | ISO 17025
4114 | BTEX/VPH in Soil & Water by Gas Chromatography GC FID/MSD | B.C. Environmental Lab Manual, Monocyclic Aromatic Hydrocarbons /Volatile Hydrocarbons in Water Modified, TM ORG 001-93 | ISO 17025
4115 | Bulk Density and Specific Gravity in Drilling Waste and Soil | American Society of Agronomy No.9. Method 13-2, AER Directive 050 and SSMA 57.1 Modified, TM DW 001-93 | ISO 17025
4116 | Chloride in Aqueous Samples by Spectrophotometry | APHA 4500- Cl E. Modified, TM DW 005-93 | ISO 17025
4117 | Cyanide in Soil and Solid Waste Extract By Spectrophotometry | TM LAND 002-93, HACH Method 8027 Cyanide: Pyridine-Pyrazalone Method Modified | ISO 17025
4118 | Extractable Petroleum Hydrocarbons in Soil and Water by GC FID | BC Environmental Lab Manual, Extractable Petroleum Hydrocarbons in Solids Modified | ISO 17025
4119 | Extractable Petroleum Hydrocarbons in Soil and Water by GC FID | BC Environmental Lab Manual, Extractable Petroleum Hydrocarbons in Water Modified, TM TEH 001-93 | ISO 17025
4120 | Flash Point in Liquid and Soil by Pensky-Martens Closed Cup Tester | TM LAND 007-93, ASTM D93M | ISO 17025
4121 | Hot Water Soluble Boron | B.C. Environmental Lab Manual, Section C: Metals, TM MET 001-93 | ISO 17025
4122 | Leachable BTEX in Solids and Waste by GC FID/MSD | TM LAND 001-93, EPA 1311, 5021A/8260C Modified | ISO 17025
4123 | Metals by ICP-MS as prepared by SWEP - ICP Analysis | Special Waste Regulation, Reg 63/88, Modified Leachate Extraction Procedure Modified, APHA 3120 B Modified, TM LAND 012-93 | ISO 17025
4124 | Metals by ICP-MS as prepared by TCLP in Liquid, Solid and Waste Samples | EPA 1311 Toxicity Characteristic Leachate Procedure Modified, TM LAND 013-93 | ISO 17025
4125 | Moisture Content | SSMA Method 4.4 Modified, TM LAND 008-93 | n/a
4126 | Nitrate + Nitrite in Drilling Waste and Solid Waste Extract by Spectrophotometry | HACH Method 10020/ 8153 Modified, TM LAND 004-93 | ISO 17025
4127 | Paint Filter Test | TM LAND 009-93, EPA 9095B Modified | ISO 17025
4128 | pH and Electrical Conductivity in Water and Soil | MSS 4.12 Modified, TM LAND 010-93 | ISO 17025
4129 | pH and Electrical Conductivity in Water and Soil | APHA 4500-H+ B, APHA 2510 B Modified, TM LAND 010-93 | ISO 17025
4130 | pH in Soil by 0.01M Calcium Chloride | MSS 3.11 Modified, TM AG 004-93 | ISO 17025
4131 | Polycyclic Aromatic Hydrocarbons in Soil and Water by GC MS | B.C. Environmental Lab Manual, PAH in Water Modified, TM ORG 002-93 | ISO 17025
4132 | Polycyclic Aromatic Hydrocarbons in Soil and Water by GC MSD | B.C. Environmental Lab Manual, PAH Solids Modified, TM ORG 002-93 | ISO 17025
4133 | Salinity, pH and EC in Water and in Soil & Waste by Saturated Paste | SSMA Ch 15 Modified, TM DW 004-93 | ISO 17025
4134 | Soluble Ammonia-N in Aqueous Extracts by Spectrophotometry | HACH 10031 Nitrogen, Ammonia Salicylate Method Modified, TM DW 008-93 | ISO 17025
4135 | Special Waste Oil Determination by Petroleum Ether Extraction | Special Waste Regulations Act, BCMOE Determination of Waste Oil Content Modified, TM LAND 011-93 | ISO 17025
4136 | Strong Acid Leachable Metals (SALM) in Soil  | B.C. Environmental Lab Manual, Section C: Metals, TM MET 001-93 | ISO 17025
4137 | Toxicity Characteristic Leaching Procedure (TCLP) | EPA 1311 | ISO 17025
4138 | Bomb Calorimetry | ASTM D4809, ISO 1716, ASTM D2382 | DIN EN ISO/IEC 17025:2005
4139 | Calorific Value |  | UKAS ISO/IEC 17025
4140 | Smoke and Toxicity (FAA Aircraft Materials Fire Test Handbook) - Aircraft Interiors | BSS 7239, ASTM E662 | UKAS ISO/IEC 17025
4141 | Upholstery and Bedding Technology - Flammability (Ignitability) - (cigarette & match, gas flame, crib 5, etc.) | BS 5852 : 2006 BS 7176:2007+A1:2011 BS 5852:Part 1:1979 BS 5852:Part 2:1982 BS EN 1021-1 :2006 BS EN 1021-2 :2006 BS EN 1021-1: 2014 BS EN 1021-2: 2014 | UKAS ISO/IEC 17025
4142 | Aerospace Flammability Testing | RTCA DO-160, Sect. 26 Cat C | UKAS ISO/IEC 17025
4143 | Automotive Reaction to Fire Testing | UL 224 VW-1, 5; PV 3357, ISO 6722, BMW GS 97038 | UKAS ISO/IEC 17025
4144 | Cone Calorimetry | n/a | UKAS ISO/IEC 17025
4145 | Fire Testing - Fuel Tanks (Metal and plastic) |  | UKAS ISO/IEC 17025
4146 | For aircraft cargo compartment lining materials (kerosene burner) | FAR/JAR/CS 25.855 (App. F to part III) · 45° or 60° Test according to FAR/JAR/CS 25.853 (d), (App. F to part 25, part I § (6)) bzw. ABD0031- 7.1.5 | DIN EN ISO/IEC 17025:2005
4147 | Furniture Reaction to Fire Testing | UNI 9175, DIN 66084, ASTM F1085-08a Annex 3, BS 5867 part 2 type C, EN 71-2 | UKAS ISO/IEC 17025
4148 | Horizontal fire test (ignition time: 15 s) | FAR/JAR/CS 25.853 b(5), (App. F to part 25 part I § (a),(1) (iv) // (v), respectively ABD 0031- 7.1.3 // -7.1.4 | DIN EN ISO/IEC 17025:2005
4149 | Kerosene burner test model seat | FAR/JAR/CS 25.853 (c, App. F to part II) | DIN EN ISO/IEC 17025:2005
4150 | Reaction to Fire | DIN 4102-1 1998-05, DIN 4102-7, DIN 4102-14, DIN 53438-2, DIN 53438-3, DIN 54332, DIN 54333-1, DIN 4102-16, ISO 5658-2, ISO 5659-2, ISO 5660-1, DIN EN ISO 1182, DIN EN ISO 11925-2, DIN EN ISO 1716 2010-11, DIN EN ISO 4589-2 2006-06, DIN EN ISO 6940 2004-06, DIN EN ISO 6941 2004-05, DIN EN ISO 7840 2004-05, DIN EN ISO 9239-1 2010-11, DIN EN ISO 12592-1 2011-01, DIN EN ISO 12592-5 1999-02, DIN EN ISO 15025, DIN EN ISO 14116 2008-8, DIN EN 597-1 1995-01, DIN EN 597-2 1995-01, DIN EN 1021-1, DIN EN 1021-2, DIN EN 1101 1996-01, DIN EN 1102 1996-01, DIN EN 1103 1996-01, DIN EN 13772 - 2011-04 | DIN EN ISO/IEC 17025:2005
4151 | Reaction to Fire | DIN EN 13773, DIN EN 13823, DIN EN 60695-2 VDE 0471-2-2 - 1996-09, DIN IEC 60695-2- 10 VDE 0471-2-10 2009-10, IEC 60695-2-1 1, VDE 0471-2-11, E-C 60695-2-13 2010-10, NFP92-501 1995-12, NF P 92-503 1995-12, NF P 92-504 1995-12, NF P 92-505 1995-12, TRbF 131-2 1992-09, UL 94, DIN EN 13501-1 2010-01, FAR 25.853 2011-08, BSS Standards 1997 - 06, ABD 0031 2005-08, DIN EN 2824, DIN EN 2826, DIN EN A 2310 1991-09, DIN 5510-2 2009-05, DIN 53438-2 1984-06, DIN 53438-3 -1984-06, DIN EN 1021-1 2006-04, DIN EN 1021-2 2006-04, DIN 54341 1988-01, DIN 54837 2007-12, DIN EN ISO 4589-2 2006-06, UIC-564-2 - 1991-01; CS 25.853 | DIN EN ISO/IEC 17025:2005
4152 | Reaction to Fire | EN 45545-2 2013, except R14, R15, and R16; UN/ECER34 2009-10, ECE 118-01 Annex 6 2012-12, ECE 118-01 Annex 7 2012-12, ECE 118-01 Annex 8 2012-12, ECE 118-01 Annex 9 2012-12, 95/28/EC Annex IV 1995-10, 95/28/EC Annex V 1995-10, 95/28/EC Annex VI 1995-10, DIN 75200 1980-09, FMVSS 302 1991-10, GMW3232 201 1-08, VW TL1010 2008-01, DBL 5307 2008-01, DBL 5463 2002-09, U.T.A.C/Renault 1333 2010-01, Volvo STD 1027, 5171, IMO FTP CODE 2010, DIN EN ISO 1182, DIN EN ISO 1716 2010-11, DIN EN ISO 9239-1 2010-11, DIN EN ISO 11925-2 2011-02, DIN EN 13823, DIN EN 13501-1 | DIN EN ISO/IEC 17025:2005
4153 | Reaction to fire tests for building products - Determination of a building product's propensity to undergo continuous smouldering (ETICS) | EN 16733 | ISO 17025
4154 | Smoke Development test | FAR/JAR/CS 25.853 (d), (App. F to part 25, part V), respectively ABD 0031- 7.3.1 | DIN EN ISO/IEC 17025:2005
4155 | Toxicity test | ABD 0031- 7.4 | DIN EN ISO/IEC 17025:2005
4156 | Vertical fire test (12 s or 60 s) | FAR/JAR/CS 25.853 b(4), (App F to part 25 part I § (a),(1) (ii)=12s, (i)=60s, respectively ABD 0031- 7.1.2 | DIN EN ISO/IEC 17025:2005
4157 | Aluminum Nitride Embrittlement | ASTM A703
4158 | Ammonia Vapor Test | ASTM B858-06
4159 | Combustion (LECO) Analysis | ASTM E1019 | ISO 17025
4160 | Hydrogen Analysis | ASTM E1447; Exova OP 513 | ISO 17025
4161 | Optical Emission Spectroscopy (OES) | ASTM E415, ASTM E1086, ASTM E1251, ASTM E1999 | ISO 17025
4162 | Sample Preparation by Re-Melting | ASTM E1010; Exova OP 5071 | ISO 17025
4163 | Sulfur Print | ASTM E1180
4164 | Thermal Neutron Reaction Rates / Thermal Neutron Fluence Rates | ASTM E262, Method A | n/a
4165 | Susceptibility to Intergranular Attack (IGC/IGA) | ASTM A262 (Practices A, B, C and E), ASTM G28 (Methods A and B), ASTM G110/2772 C Modified, EN ISO 3651-2 A
4166 | Hardness & Microhardness Testing | ASTM E18, SAE J429, SAE J995, ASTM E10, ISO 6506-1, ASTM E384, ASTM E92 | ISO 17025
4167 | Adhesion Testing | ASTM B633, B571, ASTM D3359-09)
4168 | Bend Testing | ASTM A370, ASTM E290 | ISO 17025
4169 | Charpy Impact Testing | ASTM E23; BS EN ISO 148-1 | ISO 17025
4170 | Coating Weight Measurement | ASTM A90/A90M | ISO 17025
4171 | Drawability-Tensile Strain Value (n Value) | ASTM E646 | ISO 17025
4172 | Drop Weight Tear Test | ASTM E436 | ISO 17025
4173 | Dynamic Tear Testing | ASTM E604 | ISO 17025
4174 | Fasteners (1/4"-1")
4175 | Formability-Plastic Strain Ratio (r Value) | ASTM E517 | ISO 17025
4176 | Jominy Hardenability Testing | ASTM A255 | ISO 17025
4177 | Modular R Testing
4178 | Nil Ductility Transition | ASTM E208 | ISO 17025
4179 | Olsen Ductility (Ball Punch Deformation Test) | ASTM E643 | ISO 17025
4180 | Surface Roughness | ANSI/ASME B46.1 | ISO 17025
4181 | Tensile Testing (ambient temperature) | ASTM A370, ASTM E8/E8M | ISO 17025
4182 | Through Thickness Tensile Testing | EN 10164, ASTM A770
4183 | General Metallographic Examination - Includes: Banding & Microstructure, Case Depth, Depth of Decarburization, Grain Size, Graphite Microstructure, Image Analysis of 2nd Phase Constituents, Inclusion Content, Macroetching, Manual Point Count of 2nd Phase Constituents, Microetching, Plating Thickness, Sample Preparation | ASTM E1268, SAE J423, ASTM E1077; SAE J419, ASTM E112, ASTM E1181, ASTM A247; ISO 945, ASTM E1245, ASTM E45 (Methods A, C, D and E); ISO 4967A, B; DIN 50602 (Methods M and K1, 3, 4), ASTM E2283, ISO 6336-5MQ, ASTM E340, ASTM E381, ASTM E562, ASTM E407, ASTM B487, ASTM E3
4184 | Oil Quenching
4185 | Specimen Heat Treatment
4186 | Fire classification of construction products and building elements | EN 13501-5:2005 + A1:2009 | UKAS
4187 | Fire Testing - Roof Coverings | EN 1873:2005, Annex V – Testing Laboratory (AVCP) System 8, Annex V – Testing Laboratory (AVCP) System 9, Annex V – Testing Laboratory (AVCP) System 10, Annex V – Testing Laboratory (AVCP) System 11, Annex V – Testing Laboratory (AVCP) System 12, Annex V – Testing Laboratory (AVCP) System 13, The Construction Products (EU) No 305/2011Regulation, EN 1304:2005, EN 490:2011, EN 490:2004/A1:2006, EN 492:2004, EN 492:2004/A1:2005, EN 492:2004/A2:2006, EN 492:2012, EN 544:2011, EN 1873:2005, EN 494:2004+A3:2007 EN 494:2012, EN 1304:2005, EN 490:2011, EN 490:2004/A1:2006, EN 492:2004, EN 492:2004/A1:2005, EN 492:2004/A2:2006, EN 492:2012, EN 544:2011, EN 1873:2005, EN 494:2004+A3:2007, EN 494:2011 | UKAS ISO/IEC 17025
4188 | Fire tests on building materials and structures - Roofing | BS 476:Part 3:2004 (Incorporating Amendments 1 and 2) , DD ENV 1187:2002 test 1, 2 and 4 (inc. amendment 1) , NT FIRE 006:1985 | UKAS ISO/IEC 17025
4189 | Fire Resistance - Building systems | EN 1364-1, EN 1364-2, EN 1364-3, EN 1364-4, EN 14135, Arrêté (fr) du 22.03.2004, § 2.5 de l'Annexe 1, BS 476-22 (§ 5 and 10) | NBN EN ISO/IEC 17025:2005
4190 | Fire Resistance - Building systems | EN 1365-1, EN 1365-2, EN 1365-3, EN 1365-4, EN 1366-6, EN 13381-1, EN 13381-2, EN 13381-3, EN 13381-4, EN 13381-5, EN 13381-6, EN 13381-7, EN 13381-8, BS 476-21, BS 476-23, chapter 5, UL 1709, UL 263 (§ 8, 9, 11, 12, 13, 14), EN 13501-2, EN 13501-3, EN 13501-4, EN 15725 | NBN EN ISO/IEC 17025:2005
4191 | Fire Resistance - Doors | EN 1634-1, BS 476-22 (§ 6, 7 and 8) | NBN EN ISO/IEC 17025:2005
4192 | Fire Resistance - General Requirements | EN 1363-1 & 2, NBN 713-020, BS 476-20 | NBN EN ISO/IEC 17025:2005
4193 | Fire Resistance - Marine Constructions | MSC 307(88) - 2010 FTP Code Annex 1 Part 3 (appendix 1, 2, 3 and 4) | NBN EN ISO/IEC 17025:2005
4194 | Fire Resistance - Technical installations | EN 1366-3, EN 1366-4, EN 1366-7, prEN 1366-11, BS 476-22 (§ 5), ASTM E2226, ASTM E814, UL 1479, DIN 4102-12 -->EQUIPMENT IS DOWN TEMPORARILY | NBN EN ISO/IEC 17025:2005
4195 | Fire Resistance - aerodynamic testing of dampers | EN 1751 | NBN EN ISO/IEC 17025:2005
4196 | Fire Resistance - Smoke control doors | EN 1634-3 | NBN EN ISO/IEC 17025:2005
4197 | Fire Resistance - Smoke extraction ducts smoke control dampers | EN 1366-8, EN 1366-9, EN 1366-10 | NBN EN ISO/IEC 17025:2005
4198 | Fire Resistance - Ventilation ducts, fire dampers, non mechanical fire barriers | EN 1366-1, EN 1366-2, Franse Arrêté van 11.11.1999 omtrent de condities bij beproeving van de weerstand tegen brand (kleppen), EN 1366-12, ISO 6944-1 | NBN EN ISO/IEC 17025:2005
4199 | Fire resistance classification | BS EN 13501-3:2005+A1:2009 | UKAS ISO/IEC 17025
4200 | Fire Testing - Full Scale Tests | BS 8414 Part 1 & Part 2. | NBN EN ISO/IEC 17025:2005
4201 | Bomb Calorimetry | ASTM D4809, ISO 1716, ASTM D2382 | NBN EN ISO/IEC 17025:2005
4202 | Reaction to Fire | ENV 1187-1 / CEN TS 1187-1, ENV 1187-2 / CEN TS 1187-2, ENV 1187-3 / CEN/TS 1187-3, ENV 1187 T4 / CEN/TS 1187 T4 /BS 476-3, NEN 6063, EN 13501-5, EN TS16459, ISO 1182 / EN ISO 1182, ISO 1716 / EN ISO 1716, EN 13823, EN ISO 11925-2, EN ISO 9239-2, EN 13820, EN 13501-1, EN 15725, CEN/TS 15117 ISO 5658-2, ISO 5660, EN 14390, ISO 9705, NFPA 286 NTA 8825 IMO Resolution MSC 61(67) - MSC 307(88) - 2010 FTP Code Annex 1 Part 1 IMO Resolution MSC 61(67) - MSC 307(88) - 2010 FTP Code Annex 1 Part 5 IMO Resolution MSC 61(67) - MSC 307(88) 2010 FTP Code Annex 1 Part 10 Appendix 1 IMO Resolution MSC 61(67) - MSC 307(88) 2010 FTP Code Annex 1 Part 10 Appendix 2 | NBN EN ISO/IEC 17025:2005
4203 | Reaction to Fire - Roofing systems | Broof T1: is for Germany, Netherlands, Belgium and parts of east and south Europe. (based on DIN 4102: Part 7:1998); Broof T2: is for Scandinavia mainly (based on NT FIRE 006:1985); Broof T3: is for France mainly (based on the French roof test); Broof T4: is for the UK (based on BS 476 : Part 3 : 2004). Broof T4 and BS can be combined. BS 476 Part 3, T1, T2, T3, T4 | NBN EN ISO/IEC 17025:2005
4204 | Dimensional Equipment Calibation - Length | According to Customer/Manufacturer specification | N/A
4205 | Electrical Equipment Calibation - DC & Low frequency | According to Customer/Manufacturer specification | N/A
4206 | Electrical Equipment Calibation - RF & Microwave | According to Customer/Manufacturer specification | N/A
4207 | Equipment Calibation - Frequency and time | According to Customer/Manufacturer specification | N/A
4208 | Equipment Calibation - Mass | According to Customer/Manufacturer specification | N/A
4209 | Equipment Calibation - Temperature & Humidity | According to Customer/Manufacturer specification | N/A
4210 | Mechanical Equipment Calibation - Torque | According to Customer/Manufacturer specification | N/A
4211 | Optical Equipment Calibation | According to Customer/Manufacturer specification | N/A
4212 | Chemical synthesis *subcon* |  | ISO 17025, GLP
4213 | Chemical Tests of Electronic cigarette liquid - Nicotine, Propylene glycol, Glycerol, Menthol | SOP 08/126 based on CORESTA method 84 using gas chromatography with flame ionisation detection (GC-FID) | ISO 17025, GLP
4214 | Chemical Tests of smokeless nicotine delivery products (e-cigarettes, electronic cigarettes, vaping devices), smokeless nicotine delivery vapour or aerosol - Tests for Nicotine, Propylene glycol, Glycerol, Menthol | LWI 210 vapour generation and collection followed by SOP 08/126 based on CORESTA Method No. 81 and 84 by 450e vaping machine and gas chromatography with flame ionisation detection (GC-FID) | ISO 17025, GLP
4215 | Electronic cigarette liquid - Elemental Impurities - Antimony, Arsenic, Barium, Cadmium, Chromium, Cobalt, Copper, Gold, Iridium, Lead, Lithium, Mercury, Molybdenum, Nickel, Osmium, Palladium, Rhodium, Ruthenium, Platinum, Selenium, Silicon, Silver, Tin, Titanium, Thallium, Vanadium | Documented in house method TM_SOP_007 using inductively coupled plasma mass spectrometry (ICP-MS) | ISO 17025, GLP
4216 | Electronic cigarette liquid - Impurities - Diethylene Glycol, Ethylene Glycol, Glycidol | Documented in house method SOP 08/129 using Gas Chromatography with Mass Spectrometry (DI-GC-MS) | ISO 17025, GLP
4217 | Electronic cigarette liquid - Protonated and Unprotonated Nicotine Ratio - Nicotine/Nicotine+ | Documented in house method TM-SOP-006 using gas chromatography with flame ionisation detection (GC-FID) | ISO 17025, GLP
4218 | Electronic cigarette liquid - Saturated Monocarbonyls - Acetaldehyde, Butyraldehyde, Formaldehyde | Documented in house method TM_SOP_005 using Liquid Chromatography with Mass Spectrometry (LC-MS-MS) | ISO 17025, GLP
4219 | Electronic cigarette liquid - Tobacco Specific Nitrosamines - N-nitrosoanatabine (NAT); N-nitrosoanabasine (NAB); N-nitrosonornicotine (NNN); Nicotine-derived nitrosamine ketone (NNK) | Documented in house method TM_SOP_010 using Liquid Chromatography with Mass Spectrometry (LC-MS-MS) | ISO 17025, GLP
4220 | Electronic cigarette liquid - Volatile Organic Compounds and Specific Flavour Compounds in Acetone, Acrolein, Benzaldehyde, Benzyl Acetate, Cinnemaldehyde, Crotonaldehyde, Ethyl Acetate, Ethyl Acetoacetate, Ethyl Vanillin, Furfural, Methyl Vanillin, Propionic Acid, Propylene Oxide, Vanillin | Documented in house method TM_SOP_002 using Gas Chromatography with Mass Spectrometry (DI-GC-MS) | ISO 17025, GLP
4221 | Electronic cigarette liquid - Volatile Organic Compounds and Specific Flavour Compounds in Methanol, 1-Butanol, Benzene, Diacetyl, Acrylonitrile, Isoamyl Acetate, Isobutyl Acetate, Methyl Acetate, 2,3-Pentanedione, Toluene | Documented in house method TM_SOP_001 using Gas Chromatography with Mass Spectrometry (DI-GC-MS) | ISO 17025, GLP
4222 | Electronic cigarette liquid - Water Content | Documented in house method SOP 08/134 using gas chromatography with thermal conductivity detection (GC-TCD) | ISO 17025, GLP
4223 | Extractables & Leachables Testing (E&L) for Electronic nicotine delivery systems (ENDS) products |  | ISO 17025, GLP
4224 | Fourier Transform Infrared Spectroscopy (FTIR) |  | ISO 17025, GLP
4225 | Gas Chromatography - flame ionization detector (GC-FID) |  | ISO 17025, GLP
4226 | Gas Chromatography - thermal conductivity detector (GC-TCD) |  | ISO 17025, GLP
4227 | Gas Chromatography / Mass Spectroscopy - GC-MS (Quadrupole) - Includes Electron Impact (positive), Chemical Ionization (positive/negative), Atmospheric Pressure Chemical Ionization (APCI) (positive / negative), MS Low and High Resolution, MS Accurate Mass LC-MS/MS and GC-MS/MS, Single Quadrupole, Triple Quadrupole, Ion Trap, Quadrupole – Time of Flight |  | ISO 17025, GLP
4228 | Gas Chromatography / Mass Spectroscopy - GCMS/MS (Triple Quadrupole & Magnetic Sector linked scan) |  | ISO 17025, GLP
4229 | ICH Stability Storage *subcon* |  | ISO 17025, GLP
4230 | Inductively coupled plasma mass spectrometry (ICP-MS) |  | ISO 17025, GLP
4231 | Ion chromatography - IC |  | ISO 17025, GLP
4232 | Karl Fischer Titration |  | ISO 17025, GLP
4233 | Liquid chromatography – quadruple time of flight - LC-TOF (Q-ToF) |  | ISO 17025, GLP
4234 | Liquid chromatography with PhotoDiode Array Detection (LC-DAD) |  | ISO 17025, GLP
4235 | Liquid chromatography–mass spectrometry - LCMS/MS (Q-ToF, Triple Quadrupole, Ion trap MSn) |  | ISO 17025, GLP
4236 | Nuclear Magnetic Resonance - NMR *subcon* |  | ISO 17025, GLP
4237 | Polyurethane foams - Elemental Impurities - Antimony, Arsenic, Barium, Cadmium, Chromium, Cobalt, Copper, Lead, Mercury, Nickel, Selenium | Documented in house method TM_SOP_003 based on CertiPUR analysis CPSC-CHE1002-08.3 using inductively coupled plasma mass spectrometry (ICP-MS) | ISO 17025, GLP
4238 | Tobacco Products Directive (TPD2) and Premarket Tobacco Product Application (PMTA) - Regulatory submissions for ENDS - Electronic nicotine delivery systems |  | ISO 17025, GLP
4239 | Toxicity Assessment for ENDS liquid refills - Electronic nicotine delivery systems |  | ISO 17025, GLP
4240 | ultra-high-performance liquid chromatographic-diode array Detection (UHPLC-DAD) |  | ISO 17025, GLP
4241 | Specialised training courses in Mass Spectrometry |  | ISO 17025, GLP
4242 | Extractables & Leachables Testing (E&L) for pharmaceutical products |  | ISO 17025, GLP
4243 | GLP Accredited Facility |  | ISO 17025, GLP
4244 | Chemical Analysis - Optical Emission Spectroscopy (OES) | GLP-A-AN-01 | ISO 17025
4245 | Positive Material Identification | G LP-A-AN-03/ A | ISO 17025
4246 | Positive Material Identification - PMI | ASTM E1476 | ISO 17025
4247 | Failure Analysis |  | n/a
4248 | Cavitation Erosion Using Vibratory Apparatus (SEE LIMITATIONS) | ASTM G32 | n/a
4249 | Susceptibility to Intergranular Corrosion | ASTM A262 | ISO 17025
4250 | Hardness & Microhardness Testing | DIN EN ISO 6506-1, DIN EN ISO 6507-1, DIN EN ISO 6508-1, ASTM E10, ASTM E18 | ISO 17025
4251 | Charpy Impact Testing | DIN EN ISO 148-1, ASTM E23 | ISO 17025
4252 | Iron & Steel - General Mechanical Testing | DIN EN 1561, DIN EN 1562, DIN EN 10164 | ISO 17025
4253 | Mechanical Testing of Steel Products | ASTM A370 | ISO 17025
4254 | Metallic Tube Testing | DIN EN ISO 8492, DIN EN ISO 8496 | ISO 17025
4255 | Tensile Testing - Ambient & Elevated Temperatures | DIN EN ISO 6892-1 Method B, DIN EN ISO 6892-2 Method B, ASTM E8, ASTM E21, ASTM A770 | ISO 17025
4256 | Weld Mechanical Testing | DIN EN ISO 9016, DIN EN ISO 4136, DIN EN ISO 5173, DIN EN ISO 9015-1, DIN EN ISO 9015-2, DIN EN 1320, DIN EN ISO 17660-1 (Para. 14, Para. 14.2, Para. 14.3, Para. 14.3), DIN EN ISO 17660-2 (Para. 14), DIN EN ISO 5178, DIN EN 1320, DIN EN 15048-2, DIN EN ISO 9015-1, DIN EN 1321 | ISO 17025
4257 | Coating Thickness Measurement | DIN EN ISO 1463 | ISO 17025
4258 | Etching Services | ASTM E340, ASTM E407, ASTM A604 | ISO 17025
4259 | General Metallographic Evaluation | DIN EN ISO 2639, DIN EN 10328, DIN 50190-3, SEP 1390, ISO 4968, DIN EN ISO 3887, DIN EN ISO 643, DIN 50602, SEP 1520, ASTM E112, ASTM E45 | ISO 17025
4260 | Replication Metallography | DIN 54150, ISO 3057, ASTM E1351 | ISO 17025
4261 | Scanning Electron Microscopy (SEM) / Energy Dispersive Spectroscopy (EDS/EDX)
4262 | Magnetic Particle Inspection | DIN EN ISO 9934-1, DIN EN ISO 17638, DIN EN 1369, DIN EN 10228-1, DIN EN ISO 10893-5, ASME Section V, Article 7 & 25 (2010), ASME Section VIII | ISO 17025
4263 | Penetrant Inspection | DIN EN 571-1, DIN EN ISO 3452-5, DIN EN ISO 3452-6, DIN EN 10228-2, DIN EN ISO 3452-2, DIN EN 1371-1, DIN EN 1371-2, ASME Section V (Article 6 & 24), ASME Section VIII | ISO 17025
4264 | Radiographic Inspection Testing (RT) (X-ray analysis) | ASTM E1742 | ISO 17025
4265 | Radiographic Inspection/CT Scanning (Computed Tomography) |  | N/A
4266 | Ultrasonic Inspection | DIN EN 583-4, DIN EN ISO 17640, DIN EN ISO 22825, DIN EN 10160, DIN EN 10228-3, DIN EN 10228-4, DIN EN 10307, DIN EN 10308, DIN EN 10246-6, DIN EN ISO 10893-8, DIN EN ISO 10893-9, DIN EN ISO 10893-10, DIN EN ISO 10893-11, DIN EN ISO 10893-12, SEP 1916, SEP 1917, DIN EN 12680-1, DIN EN 12680-2, DIN EN 12680-3, SEP 1923, DIN EN 10306, AD 2000-Merkblatt HP 5/3 2011-05, DIN ISO 4386-1, DIN EN 14127, ASME Section V, Article 4 & 5; ASME Section V, Article 4 & 5 & 23; ASME Section VIII, SEP 1921 | ISO 17025
4267 | Visual Inspection | DIN EN ISO 17637, DIN EN 13018, DIN EN 1370, DIN EN 10163-1, DIN EN 10163-2, DIN EN 10163-3, DIN EN ISO 8501-1, DIN EN ISO 8501-2, DIN EN ISO 8501-3 | ISO 17025
4268 | Weld Testing & Inspection | DIN EN 287, DIN EN ISO 15614, ASME Section 9 | ISO 17025
4269 | Dimensional Equipment Calibation - Length | According to Customer/Manufacturer specification | N/A
4270 | Electrical Equipment Calibation - DC & Low frequency | According to Customer/Manufacturer specification | N/A
4271 | Equipment Calibation - Flow | According to Customer/Manufacturer specification | N/A
4272 | Equipment Calibation - Frequency and time | According to Customer/Manufacturer specification | ISO/IEC 17025
4273 | Equipment Calibation - Temperature & Humidity | According to Customer/Manufacturer specification | N/A
4274 | Mechanical Equipment Calibation - Force | According to Customer/Manufacturer specification | N/A
4275 | Mechanical Equipment Calibation - Pressure | According to Customer/Manufacturer specification | N/A
4276 | Mechanical Equipment Calibation - Torque | According to Customer/Manufacturer specification | N/A
4277 | Aluminum Etch & Cleaning | RPS 128, RPS 576, RRP 51000, BAC 5786, HS 7725 (included in pre-pen etch), C5098 (included in pre-pen etch), EIM Code 2, Method H, RPS 676, RRP 51008, SS8712 (included in swab etch), CP3605, C129 | Nadcap AC7004
4278 | Anodic Etch | MTV 224, CEIM-1, EIM Code 1, RPS 674 | Nadcap AC7004
4279 | Blue Etch Anodize - Etching | AMS 2642, GE P3TF25, EMS57930, MTV 187, CEIM-3, EIM Code 3, EIS810, DMC 0326, RRP 51001, D01908 | Nadcap AC7004
4280 | Chemical Macro Etch | EIM Code 2 Method E, EIM Code 2 Method F, EIM Code 2 Method G, EIM Code 2 Method H (see Aluminum Etch), EIM Code 2 Method X, EIM Code 7 (chem milling), MTV 238, LHP6017, EMS52390, RPS674 DMC 0320, DMC 0324, DMC 0330, DMP12-107, CP3605, AMS 2643, P4TF2, P4TF3, P4TF4, P4TF8 (swab etch), RRP 51001 | Nadcap AC7004
4281 | Demagnetization | ASTM E1444 | Nadcap AC7004
4282 | Fluorescent Penetrant Inspection (FPI or PT) | ASTM E1417 Type 1 Method A&D, BAC 5423, BSS 7039, HP6-13, MIL-STD-6866, P3TF2, P3TF47, RPS 18.10, AMS 2645, HS 447, 91547-P6808, EMS52309, MTV 1030-1, MTV 1030-2, MTV 1030-3, MTV 1030-4, CFPM-1, CFPM-4, CFPM-5, FPM Code 1, FPM Code 2, FPM Code 7, FPM Code 9, RRP 58003, RPS702 (& RPS709 visual), SS8806, DMC 0010, BPS 4089 | Nadcap AC7004
4283 | Magnetic Particle Inspection (MPI or MT) | BAC 5424, ASTM E1444, BSS 7040, HP6-5, MIL-I-6868, MIL-STD-1949, P3TF9, HS 31, PN 16.04, CMPM, MPM, RRP 58004, SS8805 | Nadcap AC7004
4284 | Nital Etch (Surface Temper Etch) | MIL-STD-867, AMS 2649, AF5236, HPS3002, CEIM-5, EIM Code 5 | Nadcap AC7004
4285 | Passivation | AMS 2700 Method 1, Type 2 | ISO 9001, AS9100C, Nadcap AC7108
4286 | Pre-Penetrant Etch | HS7725, RPS 15.45, C5098, MTV 607-3, SS8712 (swab etch), EIM Code 8, RPS 674 (including swab etch), CP3605 | Nadcap AC7004
4287 | Titanium Cleaning (Ti) | PWA 116, C5049 | Nadcap AC7004
4288 | Titanium Pickeling (Ti) | DMP13-049 | Nadcap AC7004
4289 | Ultrasonic Testing - Immersion & Contact Methods (UT) - NO TUBES, 48" length MAX | MIL-STD-2154, P3TF1, P3TF22, P3TF30, P3TF35, P3TF51, P3TF52, HS 1556, HS 7250, MIL-I-8950, PN 16.06, AMS2630, AMS2631, GPS5104-1, 91547-P6803, EMS52321, P6803, CSIM-1, BTM-2, BTM-16, SIM-1, SIM-2, TDM-7, RRP 58001, RRP 58002, SS8809 | Nadcap AC7004
4290 | Calibration of Force Transducer Load Cells | n/a | ISO 17025
4291 | Density testing | ISO 1183 | n/a
4292 | FTIR-ATR analysis | n/a | n/a
4293 | micro FTIR-ATR analysis | n/a | n/a
4294 | Optical Emission Spectroscopy (OES) | ASTM E415; E1009; 1086, and 1251 | ISO 17025
4295 | Positive Material Identification (PMI) | ASTM E1476 | ISO 17025
4296 | Failure Analysis & Consulting | n/a | n/a
4297 | Plastic & Polymer Failure Analysis | n/a | n/a
4298 | Intergranular Corrosion Testing | ASTM A262 Practices A, B, C, D & E, ASTM G28 Methods A & B, ASTM A923 Methods A & C, ASTM G48 Methods A, B C & D, ISO 365-1, | n/a
4299 | Brinell Hardness Testing | ISO 6506-1; ASTM A370; ASTM E10 | ISO 17025
4300 | Microhardness Testing on Metals and Welds (Vickers, etc.) | EN 1043-1; EN 1043-2, ISO 6507-1, ISO 9015, ISO 22826, ISO 4545, ASTM E384, ISO 4516 | ISO 17025
4301 | Rockwell Hardness Testing | ISO 6508-1, ASTM A370, ASTM E18, NASM 1312-6 | ISO 17025
4302 | Shore A/D hardness testing | ISO 868 | n/a
4303 | Vickers Microhardness Testing | ISO 6507-1, ASTM A370, ASTM E92, NASM 1312-6, ASTM E384, ISO 9015 | ISO 17025
4304 | Bend Testing | ISO 7438, ISO 5173, EN 910, ISO 9017, ASTM A370, ASTM A615, ASTM E190, ASTM E290 | ISO 17025
4305 | Custom Tensile Testing | Customer Dictated | n/a
4306 | Destructive testing of welds | ASME Section VIII, ASME Section IX, EN 287-1; ISO 15614; ISO 9606 | ISO 17025
4307 | Room Temperature Tensile Testing | EN 10002-1; ISO 6892-1, ISO 9018, ASTM A370, ASTM B557, ASTM E8 | ISO 17025
4308 | Shear Testing | DIN 50141, ISO 9018, ASME IX | ISO 17025
4309 | Shear Testing - Cladded Materials | DIN 50162, AD 2000-Merkblatt W8, ASTM A264 | ISO 17025
4310 | Tensile testing | ISO 527 | n/a
4311 | Tensile Testing - Metals & Fasteners (Elevated and Subambient Temperatures) - NO POISSON'S RATIO | n/a | n/a
4312 | Tensile/Proof Load Testing: Bolts | ISO 898-1 | n/a
4313 | Austenite Spacing |  | n/a
4314 | Coating Removal |  | n/a
4315 | Delta Ferrite Measurement - Manual Point Count | ASTM E562, ISO 13520 | ISO 17025
4316 | Grain Size Determination | ASTM E112; ISO 643 | ISO 17025
4317 | Macro, Micro and Replica Photos |  | n/a
4318 | Macroetching | ASTM E831, ASTM E340 | N/A
4319 | Metallographic Evaluaton (Inclusion) | ASTM E3, ASTM E45, ASTM E112, ASTM E247, ASTM E381, ASTM E384, ASTM E562, ASTM E883, ASTM E930, ASTM E1077, SAE J422, ISO 26146 | ISO 17025
4320 | Micro Structural Analysis |  | ISO 17025
4321 | Microetching (Mounting, Polishing & Etching) |  | N/A
4322 | Microstructure Evaluation |  | n/a
4323 | Pitting and Crevice Corrosion Resistance Test | ASTM G48 | ISO 17025
4324 | Plating Thickness Measurements |  | n/a
4325 | Replica Testing | Stoomwezen T 0102 and T 0204, VGB Rule TW507, ASTM E1351, Merkblatt Dampfkessel 451 83/6 (8.83), ISO 3057 | ISO 17025
4326 | Scanning Electron Microscopy (SEM) analysis, X-ray microanalysis with EDX |  | ISO 17025
4327 | Scanning Electron Microscopy (SEM) analysis, X-ray microanalysis with EDX | n/a | n/a
4328 | **MACHINE IS DOWN, CANNOT ACCEPT LEADS** X-Ray Diffraction (XRD) Residual Stress Measurement (RSM, RIGAKU stress analyser) |  | n/a
4329 | **MACHINE IS DOWN, CANNOT ACCEPT LEADS** X-Ray Diffraction (XRD) Retained Austenite Measurement |  | n/a
4330 | Barkhausen Noise Inspection - Residual Stress Measurement | SAE ARP4462 | n/a
4331 | DSC analysis (OIT, TG, Tm) | ISO 11357 | n/a
4332 | MFR (Melt Flow Rate/index) analyse | ISO 1033 | n/a
4333 | TGA analysis (composition) | ISO 11358, ISO 9924 | n/a
4334 | AUT Weld Validation |  | n/a
4335 | Nick Break Testing of Fillet Welds |  | n/a
4336 | Dimensional Equipment Calibation - Length | According to Customer/Manufacturer specification | ISO/IEC 17025
4337 | Electrical Equipment Calibation - DC & Low frequency | According to Customer/Manufacturer specification | ISO/IEC 17025
4338 | Equipment Calibation - Acoustics | According to Customer/Manufacturer specification | N/A
4339 | Equipment Calibation - Temperature & Humidity | According to Customer/Manufacturer specification | ISO/IEC 17025
4340 | Mechanical Equipment Calibation - Force | According to Customer/Manufacturer specification | N/A
4341 | Mechanical Equipment Calibation - Pressure | According to Customer/Manufacturer specification | ISO/IEC 17025
4342 | Mechanical Equipment Calibation - Torque | According to Customer/Manufacturer specification | N/A
4343 | Optical Equipment Calibation | According to Customer/Manufacturer specification | N/A
4344 | Alliance for Water Stewardship - Certification | AWS | ASI
4345 | CE Marking - construction products | Construction Products Regulation | UKAS
4346 | Collaborative Business Relationships | BS 11000 / ISO 44001 | UKAS
4347 | Door & Window Energy Rating | Various | UKAS
4348 | Energy Management | ISO 50001 | UKAS
4349 | Environmental Management | ISO 14001 | UKAS
4350 | European Technical Approval Development | Various | EOTA
4351 | Fire Safety Management | OHSAS 18001 / ISO 45001 | UKAS
4352 | Food Safety Management | ISO 22000 | ISO 17025
4353 | FSC Chain of Custody Certification | FSC Standards | ASI
4354 | Grown in Britain Certification | Grown in Britain standard | Grown in Britain
4355 | Health & Safety Management | ISO 27001 | UKAS
4356 | Information Security Management | ISO 27001 | UKAS
4357 | National Highways Sector Schemes | Various | UKAS
4358 | PEFC Chain of Custody Certification | PEFC Standards; ISO 17100 (2015) | UKAS
4359 | Personnel Certification | Various | UKAS
4360 | Privacy managements systems (part of ISO 27001) | Various | UKAS
4361 | Q Mark Fire Door Installation & Maintenance | Various | UKAS
4362 | Q Mark Fire Door Manufacturer | Various | UKAS
4363 | Q Mark Fire Stopping Installation | Various | UKAS
4364 | Q Mark Product Certification - construction products | Various | UKAS
4365 | Q Mark Timber Grading | Various | UKAS
4366 | Quality Management | ISO 9001 | UKAS
4367 | Responsbily Sourced Chain of Custody Certification | Various | n/a
4368 | RSPO Sustainable Palm Oil | RSPO Standards | ASI
4369 | Second part audits | Various | UKAS
4370 | Technical Consultancy - Timber and Construction | Various | UKAS
4371 | Technical Publication Development | Various | n/a
4372 | Training Services | Various | n/a
4373 | UKCA Marking - construction products | Construction Products Regulation | n/a
4374 | UKNI Marking - construction products | Construction Products Regulation | n/a
4375 | UTZ Certified Cocoa, Tea & Coffee | UTZ Standards | UTZ
4376 | Conditional & structural surveys | n/a | n/a
4377 | Acoustics of Building elements - walls, doors and windows | BS EN ISO 10140-2, BS EN ISO 140-3 | UKAS
4378 | fire resistance tests on components of smoke control systems | BS EN 13501-4:2007+A1:2009 | UKAS ISO/IEC 17025
4379 | Fire testing - Flat Glass and Glass Block Products | EN 1279-5:2005+A2:2010, The Construction Products Regulation (EU) No 305/2021, Annex V - Testing Laboratory (AVCP) System 3, EN 1096-4:2004, EN 12150-2:2004, EN 12337-2:2004, EN 1279-5:2005+A2:2010, EN 13024-2:2004, EN 14178-2:2004, EN 14179-2:2005, EN 14321-2:2005, EN 14449:200, EN 14449:2005/AC:2005, EN 1748-1-2:2004, EN 1748-2-2:2004, EN 1863-2:2004, EN 572-9:2004, EN 1096-4:2004, EN 12150-2:2004, EN 12337-2:2004, EN 13024-2:2004 , EN 14178-2:2004, EN 1748-1-2:2004, EN 1748-2-2:2004, EN 1863-2:2004, EN 572-9:2004, EN 1279-5:2005+A2:2010 | UKAS ISO/IEC 17025
4380 | Fire testing - Interal and External Wall and Ceiling Finishes | EN 438-7:2005, Annex V - Testing Laboratory (AVCP) System 3, The Construction Products (EU) No 305/2011 Regulation, EN 13964:2004, EN 13964:2004/A1:2006, EN 14716:2004, EN 13964:2004, EN 13964:2004/A1:2006, EN 438-7:2005, EN 1469:2004, | UKAS ISO/IEC 17025
4381 | Measurement of sound insulation of building elements. | BS EN ISO 10140-4 | n/a
4382 | Smoke Barriers | BS EN 12101-1 Annex D | UKAS
4383 | Smoke Barriers | BS EN 12101-1 Annex C | UKAS
4384 | Sound Impact: Building elements | The Building Regulations 2010. Approved Document E (2003 Edition incorporating 2004 & 2010 amendments). | UKAS
4385 | Sound Insulation of Building Elements. | BS EN ISO 10140-1 | n/a
4386 | Sound testing | BS EN ISO 140-5 | N/A
4387 | Fire Characterization: Building Hardware | BS EN 1634-2 | UKAS
4388 | Fire classification of products & building elements | EN 13501-2 excluding ventilation services | UKAS
4389 | Fire resisrance tests on building materials & structures | BS 476 Part 20, FTSG Resolutions 70, 71, 72, 77, Documented In-House Method FTP 24 based on BS 476:Part 20 (Reduced size) | UKAS
4390 | Fire Resistance - Self-supporting composite lightweight panels (for uses subject to resistance to fire regulations (eg fire compartmentation)). |  | UKAS / Annex V System 3
4391 | Fire Resistance Doors & Shutter Assemblies. | BS 476 Part 8 Section 2 and 7, BS 476: Part 22 Sections 6, 7, 8, FTSG Resolutions 51, 63, 70, 78, EN 1634-1, ISO 3008 Sections 5, 6, 7, 8, 9 | UKAS
4392 | Fire resistance for loadbearing and non-load bearing elements - Walls and Partitions. | BS EN 1364-1, BS EN 1365-1, BS 476 Part 21 Section 8 | UKAS
4393 | Fire resistance for non-loadbearing elements. | BS 476 Part 22-5 | UKAS
4394 | Fire resistance tests - General requirements | BS EN 1363-2 | UKAS
4395 | Fire resistance tests for service installations. Linear Joint seals. | EN 1366-4 | UKAS
4396 | Fire resistance tests for service installations. Penetration seals. | BS EN 1366-3, AS 1530.4 | UKAS
4397 | Fire resistance tests. General requirements. | BS EN 1363-1 | UKAS
4398 | Fire Resistance/Thermal Resistance: Gypsum Plasterboards, blocks, ceiling elements and gypsum plasters, fibrous gypsum plasters casts, including relevant ancillary products (in walls, partitions or ceilings, as relevant, intended for fire protection of structural elements and/or fire compartmentation in buildings). | EN 12859, EN 12860, EN 13279, EN 14195, EN 520 | UKAS / Annex V System 3
4399 | Fire Resistance: Panels (as internal or external finishes, as complete elements, used for fire protection of walls or ceilings). | EN 438-7 | UKAS / Annex V System 3
4400 | Fire Resistance: Cavity Barriers | EOTA Technical Report 31 | UKAS
4401 | Fire Resistance: Components for Natural Smoke & Heat Exhaust Ventilators. | BS EN 12101-2 | UKAS
4402 | Fire Resistance: Doors, windows & shutter assemblies | ANSI/UL 10C:2009 | UKAS
4403 | Fire Resistance: Glazing | BS 476 Part 8 Section 8, BS 476 Part 22 Section 10, FTSG Resolution 70, ISO 834 Sections 5, 6, 7, 8, ISO 3009 Sections 5, 6, 7, 8, 9 | UKAS
4404 | Fire Resistance: Internal partition kits (for fire compartmentation). | ETAG 003 | UKAS / Annex V System 3
4405 | Fire Resistance: Intumescent Seals | BS 476 Part 23 Section 6, FTSG Resolution 70 | UKAS
4406 | Fire Resistance: Prefabricated wood-based load-bearing stressed skin panels (for uses subject to resistance to fire regulations (eg fire compartmentation)). | ETAG 019, ETAG 016 - 1 | UKAS / Annex V System 3
4407 | Fire Resistance: Smoke Leakage Doors & Shutter Assemblies | BS EN 1634-3 | UKAS
4408 | Fire Resistance: Suspended ceilings (kits) (as internal or external finishes used for fire protection of ceilings). | EN 13964 | UKAS / Annex V System 3
4409 | Fire Resistance: Wall and Partitions | FTSG Resolutions 47, 60 and 70 | UKAS
4410 | Fire Resistance: Wall and Partitions: Doors, Windows & Shutter Assemblies. | ISO 834 Sections 5, 6, 7, 8 | UKAS
4411 | Lintels (in walls and partitions). | EN 845-2 | UKAS / Annex V System 3
4412 | Plywood - Glue bond strength | BS EN 314-1 | UKAS
4413 | Proportional Swell due to Soaking | BS EN 317 | UKAS
4414 | 2011 ‘Visual strength grading of hardwoods. Specification’. | BS 5756: 2007+A1 | TS AC/DCCR certified
4415 | 2011 ‘Visual strength grading of softwoods. Specification’. | BS 4978: 2007+A1 | TS AC/DCCR certified
4416 | Structural timber. Strength classes. Assignment of visual grade and species’. | BS EN 1912 | TS AC/DCCR certified
4417 | Aggregates for uses with high safety requirements | 98/598/EC; Annex V- FPC Certification Body (AVCP) System 2+; EN 13043:2002; EN 13043:2002/AC:2004 | n/a
4418 | Cladding, Decking & Joinery | n/a | n/a
4419 | Construction adhesives | 99/470/EC; Annex V- FPC Certification Body (AVCP) System 2+; EN 15275:2007; EN 15275:2007/AC:2010 | n/a
4420 | Doors, windows, shutters, blinds, gates and related building hardware | Annex V- Product Certification Body (AVCP) System 1; 99/93/EC; EN 14351-1:2006+A1:2010 | n/a
4421 | Enhanced security doors | BM TRADA Q-Mark Scheme Document PAS 23 and PAS 24 | n/a
4422 | Enhanced security windows | BM TRADA Q-Mark Scheme Document PAS 24 | n/a
4423 | Expanding Structural Bolting Assemblies for Blind Fastening | Annex V- FPC Certification Body (AVCP) System 2+; 1998/214/EC; EAD 330001-00-0602 | n/a
4424 | External thermal insulation composite systems/kits with rendering (ETICS) | Annex V- Product Certification Body (AVCP) System 1; 97/556/EC; ETAG 004 Version 08/2011 | n/a
4425 | Fasteners for structural timber products | 97/638/EC; Annex V- FPC Certification Body (AVCP) System 2+; EN 14545:2008; ETAG 015 | n/a
4426 | Floor Fixing Assembly for use in Checker Plate or Open Bar Grating, High Slip Resistant Clamp (HSR) Assembly, Self Adjustable Clamp Assemblies | Annex V- FPC Certification Body (AVCP) System 2+; 1998/214/EC; EAD 330079-00-0602, EAD 330080-00-0602, EAD 330155-00-0602 | n/a
4427 | Floorings | Annex V- Product Certification Body (AVCP) System 1; 97/556/EC; ETAG 004 Version 08/2011; 97/808/EC; EN 13813:2002 | n/a
4428 | General performance for windows made from timber, PVC-U, aluminium or steel or composite profiles | BM TRADA Q-Mark Scheme Document BS 644, BS 7412, BS 4873, BS 6510 | n/a
4429 | Internal and external wall and ceiling finishes | 98/437/EC amended by 2001/596/EC; Annex V- Product Certification Body (AVCP) System 1; EN 14509:2013 | n/a
4430 | Laminated Glass Scheme | EN ISO 12543-2 and EN ISO 12543-3 (EN 14449) | n/a
4431 | Light composite wood-based beams and columns (including T-beams, i.e. beam/ slab combinations) | Annex V- FPC Certification Body (AVCP) System 1; EAD 130031-00-0304; 1999/92/EC; ETAG 011 | n/a
4432 | Machine strength grading of timber | EN 519, EN 338 and EN 14081 | n/a
4433 | Metal frame building kits, concrete frame building kits, prefabricated building units, cold storage room kits and rock-fall protection kits: - Prefabricated building units (in building works) | 2003/728/EC; Annex V- Product Certification Body (AVCP) System 1; ETAG 023; ETAG 025 | n/a
4434 | Pedestrian doorsets, industrial, commercial, garage doors and openable windows — Product standard, performance characteristics — Fire resisting and/or smoke control characteristics | Annex V- Product Certification Body (AVCP) System 1; EN 16034:2014; 2015/C 226/04 | n/a
4435 | Prefabricated stair kits (for dwellings and other buildings) | Annex V- FPC Certification Body (AVCP) System 1 & System 2+; 99/89/EC; ETAG 008 | n/a
4436 | PVC-U extruded profiles used for window & door products. | BS EN 12608:2003 | n/a
4437 | Road construction products | 98/601/EC; Annex V- FPC Certification Body (AVCP) System 2+; EN 13108-1:2006; EN 13108-1:2006/AC:2008; EN 13108-2:2006; EN 13108-2:2006/AC:2008; EN 13108-3:2006; EN 13108-3:2006/AC:2008; EN 13108-4:2006; EN 13108-4:2006/AC:2008; EN 13108-5:2006; EN 13108-5:2006/AC:2008; EN 13108-6:2006; EN 13108-6:2006/AC:2008; EN 13108-7:2006; EN 13108-7:2006/AC:2008 | n/a
4438 | Solid Wood Boards for Flatwise Structural Use with Overlapping Edge Profiles | Annex V- FPC Certification Body (AVCP) System 2+; 1997/176/EC, amended by 2001/596/EC; EAD 130196-00-0304 | n/a
4439 | Structural metallic products and ancillaries | Annex V- FPC Certification Body (AVCP) System 2+; 98/214/EC; EN 10025-1:2004; EN 10088-4:2009; EN 10088-5:2009; EN 10219-1:2006; EN 10340:2007; EN 10340:2007/AC:2008; EN 10343:2009; EN 15048-1:2007; EN 15088:2005; EN 1090-1:2009; EN 1090-1:2009+A1:2011; EN 1090-1:2009/AC:2010; EN 13479:2004; EN 14399-1:2005; 1998/214/EC, amended by 2001/596/EC; EAD 330047-01-0602; EAD 330046-01-0602 | n/a
4440 | Structural metallic products and ancillaries - Spacer Kits for Built-up Metal Roof and Wall Cladding | 1998/214/EC, amended by 2001/596/EC; Annex V- FPC Certification Body (AVCP) System 1; EAD 200012-00-0401; Annex V- FPC Certification Body (AVCP) System 2+; EAD 200012-00-0401 | n/a
4441 | Structural timber products | The Construction Products Regulation (EU) No 305/2011, Annex V- FPC Certification Body (AVCP) System 2+, 97/176/EC, EN 14250:2010, EN 14081-1:2005+A1:2011, EN 14250:2010, Annex V- Product Certification Body (AVCP) System 1, EN 14374:2004, EN 14080:2005, EN 14374:2004, EAD 130012-00-0304, EAD 130167-00-0304 | n/a
4442 | Timber frame | n/a | n/a
4443 | Timber frame and log prefabricated building kits (as defined in Annex I) (in building works) | Annex V- Product Certification Body (AVCP) System 1; 99/455/EC; ETAG 007 | n/a
4444 | Trussed rafters (excluding trussed girders) | BS 5268:Part 3 and BS EN 14250:2004 | n/a
4445 | Visual and Machine Strength Grading - Solid Wood Boards for Flatwise Structural Use with Overlapping Edge Profiles | EAD 130196-00-0304 | n/a
4446 | Wood coatings & treatments | n/a | n/a
4447 | Wood flooring | n/a | n/a
4448 | Wood-based panels | Annex V- Product Certification Body (AVCP) System 1, 97/462/EC, EN 13986:2004, Annex V- FPC Certification Body (AVCP) System 2+, EN 13986:2004, EN 13986:2004 | n/a
4449 | Business Continuity | ISO 22301 | ASI
4450 | Chain of custody, management systems and sustainable supply chain training | RSPO, FSC, ISO 9001, ISO 14001, BS 18001, ISO 27001, ISO 45001, ISO 50001, RSPO | UKAS
4451 | Timber training |  | UKAS
4452 | Toolkit training | https://www.bmtrada.com/training/practical-toolkit | UKAS
4453 | Alliance for Water Stewardship - Training | Foundation, Advanced and Specialist level training | ASI
4454 | Fire training |  | UKAS ISO/IEC 17025
4455 | Bitumun coatings applied to cast iron - polycyclic aromatic hydrocarbon - PAH content using FTIR |  | ISO 9001
4456 | chemical exposure, chemical compatability, and chemical immersion | ISO 4433, ISO 1817, ISO 62, ISO 175, ASTM D471, ASTM D543​ | n/a
4457 | Post Simulated Service Test (SST) Mechanical Property Testing - Wet Thermal Insulation Qualification | ISO 12736, ISO 21809, NACE RP0394, CSA Z245.2, | ISO 9001
4458 | Simulated Service Testing (SST) - Wet Thermal Insulation Qualification | ISO 12736, Total GS EP COR 227, Exxon GP 65-0801 | ISO 9001
4459 | Thermal conductivity | ASTM C518 and ISO 8301 | ISO 9001
4460 | Water Absorption | ISO 62 | ISO 9001
4461 | 3rd Party Inspection / Audit |  | ISO 9001
4462 | Engineering Consultancy - Methodology review and validation, report and design review |  | ISO 9001
4463 | Polymer Failure Analysis |  | ISO 9001
4464 | Autoclave - Static, stirred, HP H2S Boost - Sour Service | NACE TM0185 | n/a
4465 | Electrochemical Impedance Spectroscopy (EIS) | ASTM G106 / ISO 16773 | ISO 17025
4466 | Salt Water Immersion Testing |  | n/a
4467 | Dimensional changes of plastic |  | ISO 9001
4468 | Bespoke/ Custom Tests (High Temperature High Pressure Exposure - HTHP) | To client specifications | ISO 9001
4469 | Exposure to Sour Environments (High Temperature High Pressure Exposure - HTHP) using Hydrogen Sulfide H2S | NORSOK M710, ISO 23936, ISO 10423, API 6A, F.1.13, NACE TM0187 | ISO 9001
4470 | Exposure to Sweet Environments (High Temperature High Pressure Exposure - HTHP) | NORSOK M710, ISO 23936, ISO 10423, API 6A, F.1.11, ISO 13628/2, ISO13628/5, API 17J, Shell ED Test, Total GS PVV 142, NACE TM0192, ISO 8308 | ISO 9001
4471 | Hydrogen Sulfide Gas Exposure (H2S) - Sour Service | API 16C - Exposure test B12.3 | ISO 9001
4472 | Rapid Gas Decompression (RGD) (High Temperature High Pressure Exposure - HTHP) | NORSOK M710, ISO 23936, API 6A | ISO 9001
4473 | Thermal and Chemical Ageing - Arrhenius (High Temperature High Pressure Exposure - HTHP) | NORSOK M710 | ISO 9001
4474 | Shore Hardness Testing | ASTM D2240 | ISO 9001
4475 | Adhesion Dolly Test​ |  | ISO 9001
4476 | Adhesives - Static Testing (Tension, Compression, Double Lap Shear, Single Lap Shear) | ASTM D3039, ASTM D6641, ASTM D3410, ASTM D2344, ASTM D5528, ISO 527, ISO 15114, ASTM D1002, ASTM D5868, ISO 4587, BS EN 1465, BS EN 2243-1, ASTM D3528, Ford BV 101-07, ISO 4578, BS EN 2243-2, ASTM 5656, ASTM 3983, ISO 11003, ASTM D3762, ASTM D1781, AMS-A-25463, ASTM C297 | ISO 9001
4477 | Bulk Modulus | BS 903 | ISO 9001
4478 | Charpy Impact Testing of Plastics | BS 179-1:2000 | ISO 9001
4479 | Compatibility of Polymers | ASTM D543, ISO 1817, ISO 175, | ISO 9001
4480 | Composites - Static Testing (Tension, Compression, In-Plane Shear, Short Beam Shear) | ASTM D3039, ASTM D6641, ASTM D3410, ASTM D2344, ASTM D5528, ISO 527, ISO 15114 , ASTM D6110, ASTM D6415, ASTM D5961, ASTM D5766, FprEN 6035, ASTM D6484, FrpEn 6036, BS EN 2561, ISO 604, prEn 2850, ISO 14126, ASTM 5379, ISO 14130, ASTM D790, ASTM D7264, ASTM D6272, ASTM D5448, ASTM D5449, ASTM D5450, ASTM D7291, ASTM D2719, ASTM D2290, ASTM D3379 | ISO 9001
4481 | Compression After Impact (CAI) | ASTM D7137, ASTM D7136 | ISO 9001
4482 | Compression Set | ISO 1856, ISO 815, ISO 1653, ISO 903 | ISO 9001
4483 | Compression Tests | ASTM D695, ISO 844, ISO 3386, ISO 5893, ISO 903, ISO 7743 | ISO 9001
4484 | Creep Test | ASTM D7337, ISO 903, BS ISO 8013 | ISO 9001
4485 | Customised/Bespoke Test for polymeric components | Bespoke | ISO 9001
4486 | Density | ISO 2781, ASTM D792, ISO 1183 | ISO 9001
4487 | Digital Image Coorelation - DIC (Rent out a system from GOM when required) |  | ISO 17025
4488 | Drop Weight Impact Testing | Besopke | ISO 9001
4489 | Fatigue Crack Gowth (Paris Law) of Rubbers | ISO 903, ISO 6943, ASTM 606 | ISO 9001
4490 | Fatigue Crack Growth Testing (FCG) of Adhesives (Mode I, Mode II, Mixed Mode) | ASTM D5528, ASTM D7905, ASTM D6671, ASTM D5528, ISO 15024, ISO 25217, ASTM D3433, ASTM D6115, ASTM D3166 | ISO 9001
4491 | Fatigue Crack Growth Testing (FCG) of Composites | ASTM D5528, ASTM D7905, ASTM D6671, ASTM D5528, ISO 15024, ASTM D3479 | ISO 9001
4492 | Fatigue Tests on Components | Bespoke | ISO 9001
4493 | Gas Permeability -- Permeation & Diffusion: pressure differential, pipe/hose test, GC, cup weight loss, moisture absorption | SAE J2665, ASTM E96, ASTM D814, ISO 6179 (BS 903-A46), ISO 2528, ISO 8308, ISO 4080, ISO 2782, ASTM D5229, ASTM D570 | ISO 9001
4494 | Hardness | ISO 1400, ISO 1818, ISO 48, ISO 868, BS 903, ISO 7619, ASTM D2583 | ISO 9001
4495 | Hose Testing - Hydraulic, Umbilicals, Pneumatic | ISO 13628, ISO 8308, ISO 4080 | ISO 9001
4496 | IZOD Impact Testing | ASTM D256, ASTM D746, ASTM D1822, ASTM D4812, ASTM D7136, ISO 180, BS 131 | ISO 9001
4497 | Stress Relaxation | ISO 3384, ISO 903 | ISO 9001
4498 | Tensile Test | BS ISO 37, ISO 5893, ISO1421, ISO 527, ISO 1798, ISO 13934, ISO 6259, ISO 8513, BS 903, ASTM D638, ASTM D2990, ASTM D3518, ASTM D1708, ASTM D3039, ASTM D4541, ASTM D412 | ISO 9001
4499 | Wear Testing |  | ISO 9001
4500 | Test Methods for Detecting Detrimental Intermetallic Phase in Duplex Austenitic/Ferritic Stainless Steels | ASTM A923 | ISO 9001
4501 | Thermal Analysis - Differential Scanning Calorimetry (DSC) - Used to measure: glass transition temperature (Tg), crystallization temperature (Tc), and melting temperature or melting point; crystallinity, curing, Oxidative Induction Time (OIT), specific heat capacity, etc. | ASTM D7426, ASTM F1514, ASTM D4591, ASTM E2160, ASTM D3895, ASTM D3418, ISO 11357 parts 1 to 7, ASTM F2625, ASTM E1269, DIN 51007 | ISO 9001
4502 | Thermal Analysis - Dynamic Mechanical Analysis (DMA) - Measures stiffnes, damping, curing, modulus, glass transition temperature (Tg), etc. | ASTM D7028, ASTM D5023, ASTM E1640, EN 6032 | ISO 9001
4503 | Thermal Analysis - Thermogravimetric Analysis (TGA) - Measures mass loss, weight change, thermal stability, ocidation, and combustion | ASTM D6370, ASTM D6375 | ISO 9001
4504 | Thermal Analysis - Thermomechanical Analysis (TMA) - Measures: Coefficient of thermal expansion (CTE), coefficient of linear thermal expansion (CLTE), bulk expansion, softening point, glass transition temperature (Tg), heat deflection point, etc. | DIN 51 005, ASTM E831, ASTM D696, ASTM D3386, ISO 11359 – Parts 1 to 3. | ISO 9001
4505 | Electrical Safety - Electrical Equipment for Measurement, Control and Laboratory Use | EN 61010-1:2001, EN 61010-1:2010, AS 61010.1:2003 Excluding:- 11.7 (fluid pressure and leakage), 12.2.1 (ionising radiation), 12.3 (UV radiation), 12.4 (microwave radiation), 12.5.1 (sound level), 12.5.2 (ultrasonic pressure), 12.6 (laser sources), 14.1(d) (components, non-IEC standards compliance) | ISO 17025
4506 | Electrical Safety - Home Healthcare Equipment | EN 60601-1-11: 2010 | ISO 17025
4507 | Electrical Safety - In Vitro Diagnostic (IVD) Medical Equipment | EN 61010-2-101:2002 | ISO 17025
4508 | Electrical Safety - Informaion technology Equipment (outdoor) | IEC 60950-22:2005, EN 60950-22:2006 excluding the following: Clause 7: Wiring terminals, relating to IEC 60364, Clause 8.2: Resistance to UV relating to Table 1, Clause 8.3: Resistance to Corrosion, Clause 9.3: Protection from excessive dust, Clause 11: containing vented batteries, Clause A: Water - saturated sulphur dioxide atmosphere, Clause B: Water spray test, Clause C: UV light conditioning Test | ISO 17025
4509 | Electrical Safety - Information technology Equipment | EN 60950-1:2006 + A11:2009 + A1:2010 + A12:2011 +A2:2013 Excluding:-, 4.2.8 (CRTs), 4.3.13 (lasers), Annex U (insulated winding wire), Annex Y (UV conditioning), Annex AA (mandrel test), Annex CC (IC current limiters), AS/NZS 60950.1:2003, AS/NZ 60950.1:2011 | ISO 17025
4510 | Electrical Safety - Infusion Pumps | IEC 60601-2-24: 2012, Excluding:- 208 (alarm noise level measurement) | ISO 17025
4511 | Electrical Safety - IPL (intense pulse light) products - surgical, cosmetic, therapeutic and diagnostic laser equipment | IEC 60601-2-22 | ISO 17025
4512 | Electrical Safety - Laboratory equipment: material heating | EN 61010-2-010 2002 | ISO 17025
4513 | Electrical Safety - Medical device software | IEC 62366:2007, AMD1:2014, IEC62366-1:2015 | unknown
4514 | Electrical Safety - Medical device software -- Software life cycle processes | IEC 62304:2006, AMD1:2015 | unknown
4515 | Electrical Safety - Medical Electrical Equipment for oxygen-rich envorinments (use with flammable anaesthetics and programmable electrical medical sysmtesms (PEMS) | EN 60601-1:1990 + A13:1995, EN.60601-1:2006 +, A1:2013 + A12:2014, 8.5.5 (defibrillation-proof applied, 8.8.4.2 (environmental stress), 8.11.1e (supply mains switch), 9.6.2.1 (noise measurement), 9.6.3 (hand transmitted vibration), 9.7.5 (pressure tests), 10.4 (laser and LED emissions), 11.6.7 (sterilization), 11.7 (biocompatibility), 12.4.5 (diagnostic or therapeutic radiation), 15.4.3.4 (lithium batteries), 15.4.7.1 (mechanical strength of foot-operated parts), Annex L (insulated winding wire) | ISO 17025
4516 | Electrical Safety - Multifunction Patient Monitoring Equipment | EN 60601-2-49:2001, Excluding:- 17 Defibrilation devices, 49.2 Software Validation, 51 Alarms | ISO 17025
4517 | Electrical Safety - Nerve and Muscle Stimulators | EN 60601-2-10:2000+A1:2001 | ISO 17025
4518 | Electrical Safety - Non-laser Light Source Equipment | EN 60601-2-57: 2011 | ISO 17025
4519 | Electrical Safety/Noise Emission - Alarm Systems for Medical Equipment | IEC 60601-1-8:2006 + A1, EN 60601-1-8:2007 + A1 | ISO 17025
4520 | Chemical Analysis | REACH Testing | N/A
4521 | Inspections | Factory production audits, pre-shippmeht inspections | N/A
4522 | Flammability testing of fabrics (cigarette & match, gas flame, crib 5, etc.) | Furniture & Furnishings (Fire) (Safety) Regulations 1988 as amended, BS 7176: 2007 + A1: 2011, BS 5852-1: 1979, BS 5852-2: 1982,BS 5852: 2006, BS EN 1021-1: 2006 (withdrawn), BS EN 1021-2: 2006 (withdrawn), BS EN 1021-1: 2014, BS EN 1021-2: 2014, BS 5651: 1978
4523 | Flammability testing of fillings | Furniture & Furnishings (Fire) (Safety) Regulations 1988 as amended, BS 7176: 2007 + A1: 2011, BS 5852-2: 1982, BS 5852: 2006
4524 | Flammability testing of mattresses | Furniture & Furnishings (Fire) (Safety) Regulations 1988 as amended, BS 7177,: 2008 + A1: 2011 BS EN 597-1: 1995 (withdrawn), BS EN 597-1: 2016, BS EN 597-2: 1995 (withdrwn), BS EN 597-2: 2016; BS 6807: 1986; BS 6807: 2006
4525 | Bed testing | BS EN 1725: 1998, BS EN 747-1: 2012 + A1: 2015, BS EN 747-2: 2012 + A1: 2015 | ISO 17025
4526 | Indoor seating testing | BS EN 12520: 2015, BS EN 16139: 2013, BS EN 1728: 2012; BS EN 1022: 2005 | ISO 17025
4527 | Indoor table testing | BS EN 12521: 2015, BS EN 15372: 2016, BS EN 1730: 2012 | ISO 17025
4528 | Office desk testing | BS EN 527-2: 2002, BS EN 527-3: 2003 | N/A
4529 | Outdoor seating testing | BS EN 581-1: 2006, BS EN 581-2: 2015, BS EN 1728: 2012; BS EN 1022: 2005 | ISO 17025
4530 | Outdoor table testing | BS EN 581-1: 2006, BS EN 581-3: 2017, BS EN 1730: 2012 | ISO 17025
4531 | Storage furniture testing | BS 4875-7: 2006, ISO 7170:2005 | ISO 17025
4532 | 3rd Party Test Confirmation and Finished Product Inspection | ASTM D2412, ASTM D2992, ASTM D3262, ASTM D3567, ASTM D3681; SOP PRO-50.01; LA County Sanitation District Special Provisions; City of LA Spec. Section 011101 | ISO 17025, Nadcap
4533 | Apparent Density of rigid cellular plastics | ASTM D1622 | ISO 17025
4534 | Chemical Analysis - LECO (Infrared Combustion), OES, Thermo ICAP | ASTM E1251, ASMT E1086, ASTM E415M, ASTM D1976, ASTM E1409, ASTM E1447, ASTM E1937M, ASTM E1019, ASTM E1999, ASTM E2209; ASTM E3047; ASTM A751; ASTM E322; ASTM E522 | ISO 17025
4535 | Color Differences | ISO 7724-3:1984 | ISO 17025, Nadcap
4536 | Combustion Analysis (LECO) | ASTM E1019, ASTM E1409, ASTM E1447 | ISO 17025, Nadcap AC7101/2
4537 | Conditioning Plastics for Testing | ASTM D618 | ISO 17025
4538 | Density and Specific Gravity Determination | ASTM D792 (Except Method B) | ISO 17025
4539 | Effects of Liquids | ASTM D471 | ISO 17025, Nadcap
4540 | Heat Aging | ASTM D3045 | ISO 17025
4541 | Hot Water Immersion | T/SP/CW6 Part 1, October 2005 | ISO 17025, Nadcap
4542 | Measurement of Specular Gloss | BS EN ISO 2813:2000 | ISO 17025, Nadcap
4543 | Nitrogen Covalents | NACE TM0177A | n/a
4544 | Optical Emission Spectroscopy (OES) | ASTM E415, ASTM E1086, ASTM E1251 | ISO 17025
4545 | Pickle Jar Test (Chemical Resistance Tests) |  | ISO 17025
4546 | Positive Material identification (PMI) / X-Ray Fluorescence (XRF) | Documented In-House Method E-E-OP-EE-CH-ABZ-MD002 | ISO 17025
4547 | stack emission characterization: [HCl, Particulate, Arsenic, Cadmium, Chromium, Lead, Others] |  | n/a
4548 | VOC (Volatile Organic Compound) on Stacks (not on ambient air) |  | n/a
4549 | Water absorption of rigid cellular plastics | ASTM D2842 | ISO 17025
4550 | Water Immersion | ASTM D870, FLTM BI 104-01, ISO 2812-2, ISO 12944-6, ISO 12944-9, Norsok M501, ISO 21809-1, ISO 21809-2, ISO 21809-3, CSA Z245.20 series 18 | ISO 17025
4551 | Coating Adhesion | ISO 4624, ISO 2409, ASTM D4541, ISO 12944-6, ISO 12944-9, Norsok M501 | ISO 17025, Nadcap
4552 | coating thickness, continuity, flexibility and adhesion for Epoxy-Coated Steel Reinforcing Bars | ASTM A775 | n/a
4553 | Condensation (Humidity) | ISO 6270-1, ISO 12944-6 | ISO 17025, Nadcap
4554 | UV Accelerated weathering | ISO 16474-3, ASTM G154, ISO 12944-6, ISO 12944-9, Norsok M501 | ISO 17025, Nadcap
4555 | Visual Assessment | ISO 4628-2, ISO 4628-3, ISO 4628-4, ISO 4628-5, ISO 4628-6, ISO 12944-6, ISO 12944-9, Norsok M501 | ISO 17025, Nadcap
4556 | Water Resistance Testing of Coatings | ASTM D2247, ASTM D1735, GM 4465P, ISO 6270-1, GMW14729, ASTM D2247, FLTM BI-104-02, FLTM BJ 107-03, DIN 50017, ISO 6270-1, ASTM D4585, ASTM D1735, NASM 1312-3, ICC ES AC38, ICC ES AC310 | ISO 17025
4557 | Air barrier materials & assemblies | CAN/ULC S741, CAN/ULC S742 | ISO 17025
4558 | Air leakage of air barrier assemblies | ASTM E2357, CAN/ULC S741, CAN/ULC S742 | ISO 17025
4559 | Anchorage of permanent metal railing systems and rails for buildings (except E488) | ASTM E894 | ISO 17025
4560 | Bead-applied one component polyurethane air sealant foam | CAN/ULC S710.1, CAN/ULC S710.2, CAN/ULC S711.1, CAN/ULC S711.2 | ISO 17025
4561 | Calcium silicate block and pipe thermal insulation | ASTM C533, ASTM C656 | ISO 17025
4562 | Cellulosic fiber insulating board | ASTM C209 | ISO 17025
4563 | Ceramic Tiles | CGSB 75.1-M88, CKCA Standard | ISO 17025
4564 | Commercial practices - safety standard for architectural glazing materials | CPSC 16 CFR 1201 | ISO 17025
4565 | Composite steel deck | CSSBI 12M | ISO 17025
4566 | Deck board span ratings and guardrail systems | ICC ES AC174 | ISO 17025
4567 | Deglazing force of fenestration products | ASTM E987 | ISO 17025
4568 | Density of granular loose fill insulations | ASTM C520 | ISO 17025
4569 | Doors, Aluminum, combination storm and screen | CGSB 82 GP-3M | ISO 17025
4570 | Doors, mirrored glass, sliding or folding - wardrobe | CAN/CGSB 82.6-M | ISO 17025
4571 | Doors, steel, combination storm and screen | CGSB 82 GP-4M | ISO 17025
4572 | Drainage efficiency of exterior insulation and finish systems | ASTM E2273 | ISO 17025
4573 | Dynamic wind uplift resistance | CSA A123.21 | ISO 17025
4574 | Exterior insulation and finish systems (EIFS) | CAN/ULC S716.1 | ISO 17025
4575 | Faced rigid cellular polyisocyanurate thermal insulation board | ASTM C1289, ASTM D2126, CAN/ULC S704 | ISO 17025
4576 | Fenestration energy performance and product air leakage | CAN/CSA-A440.2, NFRC 400, PD-1, PD-3, PD-4, NFRC 100 | ISO 17025
4577 | Field measurement of air leakage through installed exterior windows and doors | ASTM E783 | ISO 17025
4578 | Field testing of newly installed storefronts, curtain walls and sloped glazing systems | AAMA 503 | ISO 17025
4579 | Flat - clear sheet glass/Flat - clear float glass | CAN/CGSB 12.2-M, CAN/CGSB 12.3-M | ISO 17025
4580 | Flexible fibrous glass insulation for metal buildings | ASTM C991 | ISO 17025
4581 | Foam plastic insulation | ICC ES AC12 | ISO 17025
4582 | Foam plastic sheathing panels: Weather Resistive Barriers | ICC ES AC71 | ISO 17025
4583 | Generic performance requirements for exterior residential window assemblies | ASTM E1017 | ISO 17025
4584 | Glass shear walls and diaphragms for patio covers | ICC ES AC213 | ISO 17025
4585 | Glazing in permanent railing systems, guards, and bAluminumstrades | ASTM E2353, ASTM E2358 | ISO 17025
4586 | Heat soaked thermally toughened soda lime silicate safety glass | BS EN 14179-1 | ISO 17025
4587 | High solids content, cold liquid-applied elastomeric waterproofing membrane | ASTM C836/C836M | ISO 17025
4588 | Insulated steel doors | CAN/CGSB 82.5-M | ISO 17025
4589 | Insulating glass unit performance and Evaluation | ASTM E2190, CAN/CGSB 12.8-M | ISO 17025
4590 | Linear shrinkage of preformed high-temperature thermal insulation | ASTM C356 | ISO 17025
4591 | Long-term thermal resistance of closed-cell foam insulation | ASTM C1303/C1303M, CAN/ULC S770 | ISO 17025
4592 | Membrane, modified, Bituminuous, prefabricated, and reinforced for roofing | CGSB 37-GP-56M | ISO 17025
4593 | Mineral fiber blanket and pipe thermal insulation | ASTM C547, ASTM C553, ASTM C612, ASTM C665, ASTM C726, ASTM C1101/C1101M, ASTM C1559, CAN/ULC S702 | ISO 17025
4594 | Mineral wool roof insulation board | ASTM C726 | ISO 17025
4595 | Mirrors - silvered | CAN/CGSB 12.5-M | ISO 17025
4596 | Molded expanded perlite block and pipe thermal insulation | ASTM C610 | ISO 17025
4597 | Non-fibrous Content: Man-made rock and slag mineral fiber insulation | ASTM C1335 | ISO 17025
4598 | Open cell spray applied semi-rigid polyurethane foam | CAN/ULC S712.1 | ISO 17025
4599 | Patterned glass | CAN/CGSB 12.13-M | ISO 17025
4600 | PB exterior insulation and finish systems | ASTM E2568 | ISO 17025
4601 | Pedestrian Access of Windows & Doors | AS 5007, clauses 4.4.1 and 4.4.2 only | ISO 17025
4602 | Performance of exterior windows, curtain walls, doors, and impact protective systems impacted by missile(s) and exposed to cyclic pressure differentials | ASTM E1886 | ISO 17025
4603 | Performance of permanent metal railing systems and rails for buildings | ASTM E935, ASTM E985 | ISO 17025
4604 | Polyester loose-fill and blanket insulations | ICC ES AC187 | ISO 17025
4605 | Prefabricated duct fitting insulation | ICC ES AC263 | ISO 17025
4606 | Preformed flexible elastomeric cellular thermal insulation | ASTM C534/C534M | ISO 17025
4607 | Profiles for rigid polyvinyl chloride (PVC) window | JIS K 6785 | ISO 17025
4608 | Protective performance of materials for clothing | CAN/CSGB 4.2 No. 78.1 | ISO 17025
4609 | Reflective insulation | ICC ES AC02 | ISO 17025
4610 | Rigid polyethylene, below-grade, dampproofing and wall waterproofing | ICC ES AC114 | ISO 17025
4611 | Roofing and waterproofing membrane | CSGB 37-GP-52M, CGSB 37-GP-54M | ISO 17025
4612 | Rubber Floor Tile | ASTM F1344 | ISO 17025
4613 | Safety glazing materials used in buildings | ANSI Z97.1 | ISO 17025
4614 | Security glazing materials and systems | ASTM F1233 | ISO 17025
4615 | Self-adhered roof underlayments: Ice Barriers | ICC ES AC48 | ISO 17025
4616 | Sheet vinyl floor covering with backing | ASTM F1303 | ISO 17025
4617 | Sliding doors | CAN/CGSB 82.1-M | ISO 17025
4618 | Soil Sample Testing | BS 1377:Part 9:1990, ASTM D1556-15e1 | ISO 17025
4619 | Solar collectors | CAN/CSA F378, EN ISO 9806 | ISO 17025
4620 | Solar photometric transmittance of sheet materials using sunlight | ASTM E972, ASTM E1084 | ISO 17025
4621 | Solid Vinyl Floor Tile | ASTM F1700 | ISO 17025
4622 | Special roofing systems | ICC ES AC07 | ISO 17025
4623 | Specification for windows, doors, and skylights | AAMA/WDMA/CSA 101/I.S.2/A440 | ISO 17025
4624 | Spray-applied foam plastic insulation | ICC ES AC377 | ISO 17025
4625 | Spray-applied rigid cellular polyurethane thermal insulation | ASTM C1029, CAN/ULC S705.1, CAN/ULC S705.2 | ISO 17025
4626 | Steady-state thermal transmittance of fenestration systems using hot box methods | ASTM C1199 | ISO 17025
4627 | Structural design of glass for buildings | CAN/CGSB 12.20-M | ISO 17025
4628 | Structural performance of exterior dimension stone cladding systems | ASTM C1201/C1201M | ISO 17025
4629 | Structural performance of exterior windows, doors, skylights, and curtain walls | ASTM E1233/E1233M | ISO 17025
4630 | Structural performance of sheet metal roof and siding systems | ASTM E1592 | ISO 17025
4631 | Structural sealant glazing | ASTM C1401 | ISO 17025
4632 | Tempered or laminated safety glass | CAN/CGSB 12.1-M | ISO 17025
4633 | Tensile adhesion properties of sealants when used in exterior insulation and finish systems | ASTM C1382 | ISO 17025
4634 | Thermal insulating products for building applications, polystyrene | BS EN 12430, CAN/ULC S701, ASTM C1363, MIL-I-2781F, ASTM C687, ASTM C764, | ISO 17025
4635 | Thermophysical properties of materials for use in NFRC-approved software | NFRC 101 | ISO 17025
4636 | Translucent fenestration product visible transmittance at normal incidence | NFRC 202 | ISO 17025
4637 | Unfaced preformed rigid cellular polyisocyanuratethermal insulation | ASTM C591 | ISO 17025
4638 | Vapor permeable membrane used with concealed attics | ICC ES AC342 | ISO 17025
4639 | vinyl Composition Floor Tile | ASTM F1066 | ISO 17025
4640 | Vinyl Sheet Floor Covering Without Backing | ASTM F1913 | ISO 17025
4641 | Walking decks | ICC ES AC39 | ISO 17025
4642 | Water penetration of exterior windows, skylights, doors, and curtain walls by cyclic static air pressure difference | ASTM E547 | ISO 17025
4643 | Water retention (repellency) characteristics of fibrous glass insulation (aircraft type) | ASTM C1511 | ISO 17025
4644 | Water-Resistive Barrier coatings - exterior insulation | ASTM E2570 | ISO 17025
4645 | Wired safety glass | CAN/CGSB 12.11-M | ISO 17025
4646 | Engineered Critical Assessment (ECA) - Pipelines **See Unique Capabilities** |  | n/a
4647 | Failure Analysis | ASM Metals Handbook, Volume 11; ASTM E2332 | ISO 17025
4648 | Failure Analysis | ASM Handbook, Volume 11 | ISO 17025
4649 | Macroetching Inspection | Exova SOP # EPI/PIL2; Snecma DMC 0330, DMC 0095, DPM 12-300, DMC 9513; GE P4TF4, P&W MCL Code 2 Method G | ISO 17025
4650 | Autoclave - Static | NACE TM0185 | n/a
4651 | Chemical immersion | ISO 2812-1 | ISO 17025
4652 | Coating Corrosion Evaluation | ASTM D610, ASTM D1654 | ISO 17025
4653 | Corrosion coupon testing, weight loss/mass, corrosion rate | ASTM G31, NACE TM0169, Various | n/a
4654 | corrosion testing - protection of steel structures by protective paint systems | ISO 12944 | n/a
4655 | Cyclic Corrosion Testing |  | ISO 17025
4656 | Evaluation of Painted or Coated Specimens Subjected to Corrosive Environments | ASTM D1654, GMW15282, GM9102P | ISO 17025
4657 | Exposure of Metals and Alloys by Alternate Immersion in Neutral 3.5 % Sodium Chloride Solution | ASTM G44 | ISO 17025
4658 | Hot Water Immersion Corrosion Testing | ASTM D6943 | ISO 17025
4659 | Hydrogen Induced Cracking (HIC); Have Saudi Aramco approval | NACE TM0284-16, Documented In-house Method E-M-OP-MC-CO-MD-007 | ISO 17025
4660 | Hydrogen Induced Cracking Corrosion - HIC; Have Saudi Aramco approval | NACE TM0284 | ISO 17025
4661 | Intergranular Attack / Corrosion (IGA/IGO/IGC) | ASTM A262, ASTM G28 Method A only | ISO 17025
4662 | Isothermal immersion; standard and pressurized atlas cell testing | NACE TM0174 | ISO 17025
4663 | Oxidation Induction Time | BS EN ISO 11357-6:2013, WIS 4-32-17, August 2001, Issue 2 | ISO 17025
4664 | Pitting & Crevice Corrosion Resistance | ASTM G48-11(2015) Methods A, B, F | ISO 17025
4665 | Ripple Slow Strain Rate Testing (RSSR or RSRT) - Cyclic |  | n/a
4666 | Salt Spray Testing (Salt Fog) - Copper Accelerated Acetic Acid-Salt Spray (CASS) | ASTM B117, NORSOK M-501 and ISO 20340; BS EN ISO 92271, ASTM G85, ISO 12944-6, ISO 12944-9; BS EN ISO 9227 | ISO 17025
4667 | Slow Strain Rate Testing (SSR or SSRT) | NACE TM0198 | ISO 17025
4668 | Slow Strain Rate Testing (SSR or SSRT) - Rippled Slow Strain Rate (RSSRT) | NACE TM0198 | ISO 17025
4669 | Sour Service Corrosion (HIC, SSC) using Hydrogen Sulfide H2S |  | n/a
4670 | Stress Corrosion Cracking | ASTM G47, ASTM G103, ASTM G44, ASTM G49 | ISO 17025
4671 | Sulfide Stress Corrosion Cracking (SSCC, SSC) / Ammonia Vapor Test | NACE TM0177-2016 Methods A, B and C, Documented In-House Methods ML/COR 08/1, ML/COR 08/2, ML/COR 08/3, NACE TM0177-05, ASTM G39-99r11, EFC No. 16, DNV offshore standard F101-Oct-2013Appendix B, C400, NACE TM0177:2016, ASTM G39-99(2011), EFC 16:2009 3rd Edition, Documented In-House Method E-M-OP-MC-CO-MD-009, ASTM B858 | ISO 17025
4672 | Sulfide Stress Cracking - SSC and SCC | NACE TM0177; NACE TM0316 | ISO 17025
4673 | Susceptibility to Intergranular Corrosion (IGC/IGA) | ASTM G28-02 (2015) Method A only, ASTM A262-15 Practices A, B, C & E, ASTM A763, ASTM B537, ASTM G46 | ISO 17025
4674 | Dimensional Inspection - Fasteners | BS EN 14592:2008+A1:2012
4675 | Dimensional Inspection of Rubbers | ASTM D3767
4676 | Air Emissions Testing - LELAP (Louisiana Environmental Laboratory Accreditation Program) & Louisiana Department of Environmental Quality (LDEQ) | CEMS Performance Specification 2, CEMS Performance Specification 3, CEMS Performance Specification 4, CEMS Performance Specification 4A, CEMS Performance Specification 4B, CEMS Performance Specification 5, CEMS Performance Specification 6, CEMS Performance Specification 7, CEMS Performance Specification 16; EPA 5, EPA 5A, EPA 5B, EPA 5F, EPA 6, EPA 8, EPA 13B, EPA 15, EPA 15A, EPA 17, EPA 20, EPA 22, EPA 26A, EPA 106, EPA 0010, EPA 0011, EPA 0023A, EPA 0030, EPA 0031, EPA 0050, EPA 0060, EPA 0061, EPA 11, EPA 18, EPA Method 1, EPA Method 2, EPA Method 3, EPA Method 3A, EPA Method 3B, EPA Method 4, EPA Method 6C, EPA Method 7E, EPA Method 9, EPA Method 10, EPA Method 19, EPA Method 23, EPA Method 25A, EPA Method 29, EPA 201A, EPA 202, EPA 315, EPA CTM-027, ASTM D1946-90, NCASI 98.01, NCASI 99.02 | LELAP
4677 | Air Emissions Testing - NELAP (National Environmental Laboratory Accreditation Program) | TCEQ-23, TCEQ-24, EPA 5, EPA 5B, EPA 6, EPA 8, EPA 11, EPA 17 | NELAP
4678 | Air Emissions Testing - TCEQ (Texas Commission on Environmental Quality) | EPA RM 5, EPA RM 5B, EPA RM 6, EPA RM 8, EPA RM 11, EPA RM 17, TCEQ-23, TCEQ-24 | TCEQ
4679 | Non-Metallic Aging & Product Compatibility | NORSOK, ISO, ASTM & API | n/a
4680 | Embedment Strength | BS EN 383:2007 | ISO 17025
4681 | Fastener Mechanical Testing |  | ISO 17025, Nadcap
4682 | Head Pull Strength | BS EN 1383:1999, BS EN 1383:2016 | ISO 17025
4683 | Proof Load Testing - Fasteners | ASTM A370, ASTM F606/F606M; SAE J1216, Documented In-House Method, E-E-OP-AS-ME-BW-MD030, Documented In-House Method developed using procedure E-E-OP-AS-SOP002, Documented In-House Method E-E-OP-AS-ME-LA-MP-07 | ISO 17025
4684 | Tensile Testing | BS EN 1383:1999, BS EN 1383:2016, BS EN 14592:2008+A1:2012, NASM 1312-11, BS EN ISO 6892-1, BS EN ISO 6892-2, ASTM E8/E8M, ASTM A370, ASTM E21, DNV-OS-F101, API 5L 45 th Edition 2013, ASME (Section IX); ASTM A48/A48M, ASTM B557, ASTM F606/606M, AWS B2.1, D1.1/D1.1M; BS EN 10002-1 (2000)1; ASTM D412 (Method A -Types A and C), ASTM D638; ISO 527-1 & 2 | ISO 17025
4685 | Thread and Surface Discontinuities | BS EN 26157-3:1992, RRES90043 | ISO 17025
4686 | Torque Capacity | BS EN ISO 10666:1999 Clause 4.2.3, BS EN 15737:2009 | ISO 17025
4687 | Withdrawal Capacity | BS EN 1382:1999 | ISO 17025
4688 | Yield Moment | BS EN 409:2009 | ISO 17025
4689 | Brinell Hardness Testing | ASTM A370, ASTM E10 | ISO 17025
4690 | Equotip Rebound Hardness |  | n/a
4691 | Film Hardness by Pencil Test | ASTM D3363 | ISO 17025
4692 | Hardness & Microhardness Testing - Rockwell, Knoop, Vickers, Brinell | ASTM E18; BS EN ISO 6508, ASTM E384; BS EN ISO 6507, ASTM E10; BS EN ISO 6506, BS EN ISO 6506-1:2014, ASTM E10-15a, BS EN ISO 6508-1:2015, ASTM E18-16, BS EN ISO 6507-1:2005, ASTM E92-16 | ISO 17025
4693 | Knoop & Vickers Microhardness Testing | ASTM E92, ASTM E384; AWS D1.1, AWS D1.2, AWS D1.5; ISO 15614-1, ISO 15156-1 | ISO 17025
4694 | Rockwell Hardness Testing | ASTM A370, ASTM E18; AWS B4.0 (Clause 8), AWS D1.1; ISO 15156-1, ISO 898-1 | ISO 17025, Nadcap AC7101/5
4695 | Shore Durometer Hardness/Barcol Hardness | ASTM D2240, ASTM D2583 | ISO 17025
4696 | 4 Point Bend Testing (Four Point Bend) |  | n/a
4697 | Abrasion Resistance | ASTM D4060-10 | ISO 17025, Nadcap
4698 | Adhesion Evaluation, Adhesion of Rubber to Rigid Substrates, Cohesion | ASTM A123/A123M, ASTM B571, ASTM D3359, CSA Z245.20-14 Update No.1, Mar-15 Sec. | ISO 17025, Nadcap
4699 | Assessment of Degree of Blistering | BS EN ISO 4628-2:2003 | ISO 17025, Nadcap
4700 | Bend Testing | BS EN ISO 7438:2016, BS 4449:1988 (withdrawn), ASTM A615/A615M-16, BS 4449:1997 (withdrawn), BS 4449:2005 + A3:2016, ASTM E290, ASTM A370, ASTM E190, ASTm E290; BS EN 910 (2000)1; BS EN ISO 5173, ASTM A370, ASTM E190, ASTM E290, BS EN ISO 7438 | ISO 17025, Nadcap
4701 | Bend Testing | API 1104; ASME IX; ASTM A370; ISO 15614-1; AWS B4.0 (Clause 6), AWS D1.1 (Clause 4), AWS D1.2 (Clause 3), AWS D1.5 (Clause 5), AWS D1.6 (Clause 4) | ISO 17025
4702 | Biaxial Strength Testing / True Stress True Strain Testing |  | n/a
4703 | Cathodic Disbondment | AFNOR NF A49-711 (1992), Annex K, AFNOR NF EN 10329 (A49-716), Annex E, NACE RP0394-2002, Appendix F, CSA Z245.20-14 Update No.1, Mar-15 Sec. 12.8, ISO 21809 Part 1: 2011, Annex H, ISO 21809 Part 3: 2008, Annex F, ASTM G8-1996(2010), ASTM G42-2011, T/SP/CW6 Part 1, October 2004, BS 3900:Part F11:1985, NACE TM0104, NACE TM0304, AFNOR NF-A 49.711, NF-A 49-716; ASTM G95; API RP 5L7; CSA Z245.20 Section 12.8; EN 10329; NF-A 49-710; ISO 21809-3; NACE RP0394, App F, ISO 15711, ISO 21809-1, ISO 21809-2, ISO 21809-3, ISO 12944-9, Norsok M501 | ISO 17025, Nadcap
4704 | Charpy Impact Testing | BS EN ISO 148-1:2016, ASTM E23-16b, ASTM A370-16, ASTM A370, ASTM E23, BS EN ISO 148-1 | ISO 17025, Nadcap
4705 | Charpy Impact Testing | API 1104; ASME VIII, ASME IX, ASME B31.3; ASTM A370, ASTM E23; AWS B4.0 (Clause 7), AWS D1.1 (Clause 4), AWS D1.5 (Clause 5); ISO 148-1 | ISO 17025, Nadcap AC7101/3
4706 | Coating Resistance to Rapid Deformation | ASTM D2794 | ISO 17025
4707 | Coating Weight, Thickness, and Mass | BS 6582:2000, BS EN 10152:2009, BS EN 10346:2009, BS EN ISO 1460:1995, T/SP/CW6 Part 1, October 2004, BS 3900:Part C5:2007, BS EN ISO 2808:2007, ASTM D1186-01, BS EN ISO 2360:2003, ASTM B784, Chrysler LP-463LB-07-01, ASTM A90, ASTM B137, ASTM B244, ASTM A428, ASTM A3090, ASTM B767, GMW 16250, ASTM A90, ASTM B137, ASTM B244, GMW 16250, ASTM A428, ASTM A90, GM9733P, ASTM B767, FLTM AQ101-01, ASTM B487, ASTM B504, ASTM A90/A90M, ASTM A309 (2015)2 (Method D), ASTM A428/A428M, ASTM B137, ASTM B767, ISO 2808, ASTM G154 | ISO 17025
4708 | Composites Testing | ASTM D638, ASTM D3039 | ISO 17025
4709 | Compression Testing | ASTM E9, ASTM D395, ASTM E209 | ISO 17025, Nadcap
4710 | Compression Testing (Compressive Properties) | ASTM E9 | ISO 17025
4711 | Compressive properties of rigid cellular plastics | ASTM D1621 | ISO 17025, Nadcap
4712 | Crack Tip Opening Displacement - CTOD |  | n/a
4713 | Cross Cut Adhesion | BS 3900:Part E6:1992 (Withdrawn), BS EN ISO 2409:2013 | ISO 17025, Nadcap
4714 | Cyclic Straining | DNV-OS-F101 | ISO 17025:2005
4715 | Cyclic Straining | DNV-OS-F101 | ISO 17025
4716 | Deflection Testing: Manhole Covers | BS EN 124:1994 | ISO 17025, Nadcap
4717 | Density Determination | ASTM B311, SS-EN ISO 3369:2010 | ISO 17025, Nadcap
4718 | Drop Weight Impact Test | ASTM E208 | ISO 17025, Nadcap
4719 | Drop Weight Impact Test to Determine Nil-Ductility Transition Temperature of Ferritic Steels | ASTM E208 | n/a
4720 | Electrodeposited Coatings Testing | ASTM B456 | ISO 17025
4721 | Embrittlement / Hydrogen Embrittlement | MIL STD 1312-5; NASM 1312-5, NASM 7838 | ISO 17025
4722 | Falling Weight Impact Testing | ASTM D4495 | ISO 17025, Nadcap
4723 | Flattening & Flaring Testing | ASTM A370, ASTM A450, ASTM A530, ASME SA-370, ASME SA-450, ASME SA-530 | ISO 17025, Nadcap
4724 | Flattening Test | ASTM A370 | ISO 17025
4725 | Flexibility Testing | T/SP/CW6 Part 1, October 2005 | ISO 17025, Nadcap
4726 | Flexural Properties - Metals | NF EN ISO 148-1 | ISO 17025, Nadcap
4727 | Flexural Properties - Plastics | BS 2782:Part 10:Method 1005: 1977(2003), BS EN 2562:1997, BS EN 2746:1998, BS EN ISO 178:2010+A1:2013, BS EN ISO 14125:1998+A1:2011, ASTM C393/C393M-11, ASTM D790-10, MSRR 9992 Iss8 Oct 09 Method 9, ASTM D6109
4728 | Flexural Properties - Plastics | ASTM D790 | ISO 17025
4729 | Flexural Strength of Advanced Ceramics at Ambient Temperature | ASTM C1161 | ISO 17025
4730 | Fracture Toughness Testing - Crack Tip opening Displacement - CTOD | BS 7448-1, BS 7448-2, BS EN 10225, BS EN ISO 15653, ASTM E1820, ISO 12135:2002, API 1104 (21st Edition), API RP 2Z (Edition 4), EMUA 158, ASTM E399 | ISO 17025, Nadcap
4731 | Fracture Toughness Testing - Crack Tip opening Displacement - CTOD | API 1104; ASTM E399, ASTM E1290, ASTM E1820; BS 7448 Pts 1, 2, & 4; DNV-OS-F101 (SENB Geometry Jcritical), DNV-RPF108 (SENT Geometry Jcritical & JRcurve multi-specimen); ISO ISO 12135, ISO 12737, ISO 15653; BS 8571 | ISO 17025, Nadcap AC7101/3
4732 | High Pressure / High Temperature (HPHT) - HP/HT Compatibility (Autoclave) | API 6A, API 16C, NORSOK M-710, ISO 23936 | ISO 17025
4733 | High Pressure / High Temperature (HPHT) - HP/HT Compatibility (Autoclave) | API 6A, API 16C, NORSOK M-710, ISO 23936 | ISO 17025
4734 | High Voltage Holiday Detection | T/SP/CW6 Part 1, October 2005 | ISO 17025, Nadcap
4735 | Holiday Detection | ASTM G62-2007(2013), ISO 21809 Part 1: 2011, Annex B, ISO 21809 Part 3: 2008, Annex B | ISO 17025
4736 | Impact Flexibility of Organic Coatings | ASTM D6905, ASTM G14, D2794; CSA Z245.20 section 12.12; NACE RP0394: App I | ISO 17025, Nadcap
4737 | Izod Pendulum Impact Resistance of Plastics | ASTM D256 | ISO 17025
4738 | Lap Shear Testing | BS 4994:1987 (B.9), BS 4994:1987 (B.10) | ISO 17025, Nadcap
4739 | Lateral Expansion and Percent Shear Impact Testing | ASTM A370, ASTM E23, BS EN ISO 148-1 | ISO 17025
4740 | Magnetic Coating Thickness Testing | ASTM B499, ASTM B244, ASTM D1186, ASTM E376, ASTM D1400, ASTM D7091 | ISO 17025
4741 | Mandrel Bend Test of Attached Organic Coatings | ASTM D522/D522M; CSA Z245.20 section 12.11; NACE RP0394 App H, NACE TM0304 section 12 | ISO 17025, Nadcap
4742 | Material Fatigue Testing - Plastics
4743 | Mechanical Hydrogen Embrittlement Evaluation of Plating/Coating Processes and Service Environments | ASTM F519 | ISO 17025
4744 | Mechanical Testing of Steel Products | ASTM A370, ASTM B557/557M, ASTM E8/E8M | ISO 17025, Nadcap
4745 | Nick Break | API 1104 | ISO 17025
4746 | Nil Ductility Transition | ASTM E208 | ISO 17025, Nadcap
4747 | Peel or Stripping Strength: Adhesive bonds | ASTM D903 | ISO 17025, Nadcap
4748 | Peel Strength Testing | ISO 21809 Part 1: 2011, Annex C, ISO 21809 Part 3: 2008, Annex D, BS EN 1464:2010, BS EN 2243-2:2005, BS EN 2243-3:2005, BS 5350-C13:1990(2011), BS EN 2243-3:2005, ASTM D1781-98(2012), ASTM D3330/D3330M, BS 4994:1987 | ISO 17025
4749 | Pipe Tensile Testing |  | n/a
4750 | Plastic Pipe Compression Testing (Parallel-Plate Loading) | ASTM D2412; ASTM D3262, ASTM D3567; ASTM D3681; Internal SOP (PRO-50.01) | n/a
4751 | Proof Load - Fasteners (Internal/External Threads) | ASTM A370, ASTM F606, ASTM F606M; ISO 898-1 | ISO 17025
4752 | Proof Load Testing | Documented In-House Method, E-E-OP-AS-ME-BW-MD030, Documented In-House Method developed using procedure E-E-OP-AS-SOP002, Documented In-House Method E-E-OP-AS-ME-LA-MP-07 | ISO 17025
4753 | Pull-Off Strength of Coatings (Adhesion) | ASTM D4541 (Type IV); ISO 4624 | ISO 17025, Nadcap
4754 | Rapid Deformation Impact | ASTM D2794:93(2010) | ISO 17025, Nadcap
4755 | Resistance to Chipping (Gravelometer) | SAE J400, Ford FLTM BI 157-06, Nissan NES M0141 6.2.3, Toyota TSM 0502G 4.5.4 | ISO 17025
4756 | Ring Expansion Test | EN–ISO 8493, EN–ISO 8494, EN–ISO 8495 | ISO 17025, Nadcap
4757 | Ring Flattening & Flaring Testing | BS EN ISO 8492:2013, ASTM A106/A106M-14, ASTM A370-16, ASTM A530/530M-12, ASTM A999/A999M-15 | ISO 17025, Nadcap
4758 | Ripple Testing (Autoclave) |  | n/a
4759 | Rotating Beam Fatigue Testing (Cantilever bend) |  | n/a
4760 | Rubber deterioration-surface cracking | ASTM D518, ASTM D1149 | Nadcap
4761 | Scaffolding Testing & Shoring Testing Services (**accessories only, such as walk boards, clamps, screw jacks, brackets, ledgers) - We can no longer do towers/Tiers | OSHA, ANSI SSFI SC100/05, EN74, AS/NZ 1576 | ANSI SSFI
4762 | Scratch Resistance | Ford FLTM BN 108-13, GMW 14698 Method B. Jaguar / Land Rover TPJLR.52.004 | ISO 17025
4763 | Shear Testing - Composites | IGC 04-26-346 | ISO 17025, Nadcap
4764 | Shore/Durometer Hardness | ASTM D2240 (Shore A) | ISO 17025, Nadcap
4765 | Short-Term Flexural Properties |  | Nadcap
4766 | Standard Test Methods and Definitions for Mechanical Testing of Steel Products | ASTM A370 | ISO 17025, Nadcap
4767 | Stress-Strain Analysis |  | n/a
4768 | Taber Abrasion of Organic Coatings | ASTM D4060 | ISO 17025, Nadcap
4769 | Taber Abrasion Testing - Coatings | ASTM D4060 | n/a
4770 | Tape Adhesion Testing | ASTM D3359 | ISO 17025, Nadcap
4771 | Tensile - Fastener (Axial/Wedge) | ASTM A370, ASTM F606, ASTM F606M; ISO 898-1 | ISO 17025
4772 | Tensile - Fiberglass / Composites | ASTM D3039/D3039M | ISO 17025
4773 | Tensile - Machined Samples (Round & Flat) | API 1104; ASME IX; ASTM A370, ASTM B557, ASTM E8/E8M, ASTM E21 (up to 400F), ASTM F606, ASTM F606M; AWS B4.0 (Clause 5), AWS D1.1, AWS D1.2 (Clause 3), AWSD1.5 (Clause 5), AWS D1.6 (Clause 4); ISO 15614-1, ISO 898-1 | ISO 17025, Nadcap AC7101/3
4774 | Tensile - Plastic | ASTM D638, ISO 527 | ISO 17025
4775 | Tensile - Rubber | ASTM D412, ISO 37 | ISO 17025
4776 | Tensile Testing - Plastics & Rubbers | ASTM D1623, ASTM D412 (Method A Only), ASTM D3759/D3759M, ASTM D638, ASTM D882
4777 | Thickness of Pressure-Sensitive and Gummed Tapes | ASTM D3652/D3652M | Nadcap
4778 | Through Thickness Tensile | BS EN 10164:2004, ASTM A770/A770M-03(2012) | Nadcap
4779 | Valve Qualification | API 591, API 594, API 598, API 600, API 602, API 608 | n/a
4780 | V-Cut Coating Adhesion | T/SP/CW6 Part 1, October 2005 | ISO 17025, Nadcap
4781 | Wire Tensile Testing |  | n/a
4782 | Alpha Case | Internal Procedures 61 & 62, SNECMA DMC 205, AIRBUS ADET 0161, GEAE F3TF19-S3, Spec GE S400 (code L), GEAE P3TF19 | ISO 17025
4783 | Alpha Case Evaluation | SOP MET-40.24; GE P3TF19 & P3TF32 | ISO 17025, Nadcap AC7101/4
4784 | Banding / Microstructure Evaluation | ASTM E1268; ASM Metals Handbook, Vol. 9 | ISO 17025, Nadcap AC7101/4
4785 | Carburization / Depth of Decarburization / Case Depth | Various | n/a
4786 | Carburization/Decarburization (Hardness, Optical) | ASTM E1077, ASTM F2328, ASTM F2328M; ISO 898-1; SAE J121 | ISO 17025
4787 | Coating Weight | ASTM A90/A90M | ISO 17025
4788 | Coating/Film Thickness (Cross Sectioning) | ASTM B487 | ISO 17025
4789 | Depth of Decarburization | ASTM E1077, SAE J121, SAE J419 | ISO 17025
4790 | Detection of Intermetallic Phases | ASTM A923 (Methods A & C) | ISO 17025
4791 | Determination of Brazed and Soldered Joints | AvP 84.D507 (SP 4089 D/405:1957) | ISO 17025
4792 | Determination of Crystallinity | BS 131 Part 5:1965(1982) | ISO 17025
4793 | Determination of Dezincification Resistance | BS EN ISO 6509-1:2014, AS 2345:2006 | ISO 17025
4794 | Determination of Overheating | Documented In-House Method ML/MET/02/05 | ISO 17025
4795 | Detrimental Intermetallic Phase Determination in Duplex Stainless Steel | ASTM A923 | ISO 17025
4796 | Etching Services | ASTM E340, ASTM E381, ASTM E407 | ISO 17025
4797 | Ferrite Content | Documented In-House Method MET 04 using Fischer Ferritscope, ASTM A800, A799, ASTM E1245, NL-M 15/1, NL-M 15/2 (in-house method) | ISO 17025
4798 | Fractography | Various | n/a
4799 | General Metallographic Evaluation | ASTM E381-01(2012), Documented In-House Method ML/MET/03, BS EN ISO 2639:2002, Documented In-House Method ML/MET/02/06, BS EN ISO 643:2012, BS EN ISO 2624:1995, ASTM E112-13, BS EN ISO 3887:2003, ASTM E562-11, Shell ES/247 Appendix A (ferrite), BS 6S 100:2010 Annex B.4, ASTM E45-13, RPS 323 Iss12:2008 Clause 3.3.1, BAES-WMAT-WI-GEN-MET-025727 (Iss 2), RPP 5500 Issue 1, CME 5033 Sect 5 E1 Iss 4:2011, CME 5033 Sect 5 F1 Iss 6:2011, ASTM F136; SOP 02-11-S007, ASTM E1268, SAE J423; ASTM F2328, AMS 2315, ASTM E1077; SAE J121, SAE J419, ASTM E340, ASTM F788, ASTM F812; ISO 6157; SAE J122, SAE J123, SAE J1061, ASTM E112, ASTM E930, ASTM E1181, ASTM E45 (Method A&D), ASTM E1245; SAE J422, ASTM A561, ASTM A604/A604A, ASTM E381, ASTM E340; ASME (Section IX), BS 6286:1982(2005), BS EN ISO 2639:2002, BS EN ISO 3887:2003, ASTM E562-11, Shell ES/247 Revision 2:2003, BS EN ISO 643:2012, ASTM E112-10, ASTM E45-13 Method A, ASTM E112-13, DNV RP F112 (Appendix B) 2008, ASTM A923-08, Documented In-House Method E-E-OP-GE-ME-SD-MD020ASTM E407, ASTM A247, ASTM A892, ASTM B487, ASTM E3, ISO 945 (Methods A, C, D and E); ISO 4967; DIN 50602 (Methods M and K), | ISO 17025
4800 | Grain Size | ASTM E112-13; BS EN 3114-001 | ISO 17025
4801 | Grain Size Analysis | ASTM E112, ASTM E930, ASTM E1181 | ISO 17025
4802 | Inclusion Content | ASTM E45, Methods A & D | ISO 17025
4803 | Inclusion Content (Cleanliness) |  | n/a
4804 | Inclusion Rate | ASTM E1245, ASTM E45 (Method A) | ISO 17025
4805 | Macroetch | ASME IX; ASTM A604, ASTM E340, ASTM E381; AWS D1.2/D1.2M (Clause 3), AWS D1.5M/D1.5 (Clause 5), AWS D1.6/D1.6M, AWS D14.1/D14.1M (Clause 9); ISO 15614-1 | ISO 17025, Nadcap AC7101/4
4806 | Macroscopic Evaluation | ASTM E340, Spec GE S400 (code L), ASTM A604, ASME IX, AWS D1.1, D1.2, D1.6 , EN-ISO 5817, ISO 17639 | ISO 17025
4807 | Magnetic Permeability | ASTM A342 Method 3, ASTM A342M; MIL-I-17214 | ISO 17025
4808 | Metallographic Sample Preparation | ASTM E3, BS EN 3114-001 | ISO 17025, Nadcap AC7101/4
4809 | Microetch | ASTM E407 | ISO 17025
4810 | Microetch | EN 288 | ISO 17025
4811 | Micro-Examination | ASTM A247, ASTM E3, ASTM E407, Spec GE S400 (code L), ASTM E407, ASTM E112, ASTM E340, ASTM E45, ASTM E562, ASTM E1077; ASTM A923 method A EN-ISO 1463, EN 1321 EN-ISO 3887; ISO 17639 | ISO 17025
4812 | Microscopic Examination and Replication Metallography | ASTM E3, ASTM E407, ASTM E112, ASTM E340, ASTM E45, ASTM E562, ASTM E1077; ASTM A923 method A EN-ISO 1463, EN 1321 EN-ISO 3887; ISO 17639 | ISO 17025
4813 | Microstructure of Graphite in Iron Casting | ASTM A247 | ISO 17025
4814 | Passivation Testing | ASTM A380/A380M, ASTM A967/A967M, ASTM F1089 | ISO 17025
4815 | Plating Thickness | BS EN ISO 1463:2004, BS EN ISO 4526:2004, Documented In-House Method E-E-OP-AS-ME-MD-BW-MD034 | ISO 17025
4816 | Porosity |  | ISO 17025
4817 | Replication Metallography | ASTM E1351-01(2012), Documented In House Method Exova Q-Site 02 | ISO 17025
4818 | Sample Preparation | ASTM E3 | ISO 17025
4819 | Scanning Electron Microsopy (SEM) / Energy Dispersive Spectroscopy (EDS) | ASM Handbook, Vol. II; ASTM E1508 | ISO 17025
4820 | SEM/EDS Analysis | ASTM E1508, ASTM B748, Exova FAIL 01 | ISO 17025
4821 | Surface Roughness | ASME B46.1 | ISO 17025
4822 | Volume Fraction | ASTM E562-11 | ISO 17025
4823 | Volume Fraction | ASTM E562 | ISO 17025
4824 | Electrical Conductivity Testing |  | ISO 17025
4825 | Equotip Rebound Hardness | ASTM E10 | n/a
4826 | Immersion Ultrasonic Inspection (IUT) | GEAE P3TF52; MTV1033-1,-2,-3 | ISO 17025
4827 | Liquid Penetrant Inspection (LPI) | ASTM E165; ASTM E1417, ANSI/ASME B31.1, ANSI/ASME B31.3; API 1104, 6; ASME Section V, Article 6, AWS D1.1 (Clause 6 Part C, Clause 9 Part F) | ISO 17025, Nadcap
4828 | Magnetic Particle Inspection | BS EN ISO17638, BS EN ISO 9934-1, BS EN 10228-1, MIL-STD 6868E, ASTM A275/A275M, ASTM E709, ASTM E1444/E1444M, AWPS 003X, RRP 58004, Def. Stan. 02-729:Part 2, ASME V, Goodrich 981-060-014, BAe R05-6103, ABP 6-5229, Moog PS 74, BS 6072:1981, ASME V:2015, | ISO 17025
4829 | Magnetic Particle Inspection | ASTM E709, ASTM E1444; ANSI/ASME B31.1, ANSI/ASME B31.3; API 1104, 6A; ASME Section V, Article 7 ; MIL STD 1949 | ISO 17025, Nadcap
4830 | Magnetic Permeability | Documented In-House Methods ML/MET/08 | ISO 17025
4831 | Non-Destructive Weld Testing | AWPS 004X, AWPS 005X, BS EN ISO 9606-2, BS EN ISO 15614-1, BS EN ISO 15614-2, BS 4872:Part 1, BS 4872:Part 2, ASME V | ISO 17025
4832 | Penetrant Inspection | BS M 39, BS EN ISO 3452-1, BS EN ISO 3452-2, BS EN ISO 3452-3, BS EN ISO 3452-4, BS EN ISO 3452-5, BS EN ISO 3452-6, BS EN 10228-2, RRP 58003, ASTM E165/E165M, ASTM E1209, ASTM E1210, ASTM E1219, ASTM E1220, ASTM E1417/E1417M, Def. Stan. 02-729:Part 4, Goodrich 981-060-021, Goodrich WP122, Sokorsky –SS8806, BAe R05-6101, ABP 6-5230, QCP 205, QCP 207, Moog PS79, RRP 58012, BS M 39, BS EN ISO 3452-1, BS EN ISO 3452-2, BS EN ISO 3452-3, BS EN ISO 3452-4, BS EN ISO 3452-5, BS EN ISO 3452-6, BS EN 10228-2, MIL-STD 6866, ASTM E165/E165M, ASTM E1209, ASTM E1210, ASTM E1219, ASTM E1220, ASTM E1417/E1417M, ASME V, AWPS 006X, Def. Stan. 02-729:Part 4, ASME V:2015; EN 571-1 | ISO 17025
4833 | Pipe Wall Thickness (Ultrasonic Testing) | Various | n/a
4834 | Portable and stationary Rockwell Hardness Testing | ASTM E10 | n/a
4835 | Portable King Brinell | ASTM E10 | n/a
4836 | Radiographic Inspection (Digital and Computed) - (NO computed tomography CT scans) | ASTM E94; ANSI/ASME B31.1, ANSI/ASME B31.3; API 1104, 6A ; ASME Section V, Article 2, AWS D1.1 (Clause 6 Part C & E, Clause 9 Part F) | ISO 17025, Nadcap
4837 | Radiographic Inspection (NO computed tomography CT scans) | BS M 34, BS EN ISO 5579, BS EN 12681, RRP 58006, ASME V, ASTM E94, ASTM E1742/E1742M, ASTM E1030, Def. Stan. 02-729:Part 1, Goodrich 981-060-022, BAe R05-6113, ABP 6-5346, QCP 201, BS M 34, BS EN ISO 5579, BS EN ISO 17636-1, BS EN 12681, RRP 58006, ASME V, ASTM E94, ASTM E 1742/E1742M, ASTM E1030, Def. Stan. 02-729:Part 1, Goodrich 981-060-022, BAe R05-6113, ABP 6-5346, QCP 201 | ISO 17025
4838 | Tellerbrineller | ASTM E10 | n/a
4839 | Ultrasonic Inspection ( no immersion capabilities) - Phased Array | ASTM A388, ASTM A578, ASTM E114, ASTM E164, ASTM E213, ASTM E273, ASTM E428, ASTM E587, ASTM E797; ASME Section V, Article 4, 5, 23; AWS D1.1 (Clause 6 Part C & F, Clause 9 Part F), AWS D1.5 9 (Clause 6, Inspection) | ISO 17025, Nadcap
4840 | Ultrasonic Testing | BS EN 12680-1, BS EN 10160, BS EN 10228-3, BS EN 10228-4, ASME V, SAE-AMS-STD 2154, Def. Stan. 02-729:Part 5, DTD 936, DTD 937, BAe R05-6104, BS EN 14127:2011; EN 1714; ASTM E2375 | ISO 17025
4841 | Ultrasonic Visual Inspection of Axisymmetric Components by the Immersion Technique | MTV1033-1,-2,-3 | ISO 17025
4842 | Visual Inspection | ASME Section V, Article 6 ; AWS D1.1 | ISO 17025
4843 | X-Ray Fluorescence (XRF) / Positive Material Identification (PMI) | NDE-60.18 | ISO 17025
4844 | Downhole equipment -- Packers and bridge plugs | ISO 14310 | n/a
4845 | Rehabilitation of Existing Pipelines and Conduits by the Inversion and Curing of a Resin-Impregnated Tube | ASTM F1216 | ISO 17025
4846 | Low Stress Grinding & Polishing |  | n/a
4847 | Specimen Heat Treating |  | n/a
4848 | Standard Specimen Machining | - | Nadcap AC7101/7
4849 | Specimen Heat Treatment | AMS 2750, NL-M 18 (In-house method) | ISO 17025
4850 | Thermal Analysis - Differential Scanning Calorimetry (DSC) - Used to measure: glass transition temperature (Tg), crystallization temperature (Tc), and melting temperature or melting point; crystallinity, curing, Oxidative Induction Time (OIT), specific heat capacity, etc. | ISO 11357-1, ISO 11357-2, ISO 11357-5, ASTM D5023-07, BS EN 6032:2015, AITM 1-0003 Issue 2 | ISO 17025
4851 | Training - Level I & II Magnetic Particle Inspection |  | ISO 17025
4852 | Bend Testing: Welds | ASTM E190 | ISO 17025
4853 | Boiler and Pressure Vessel Code | ASME Section II Part A, Section II Part B, Section VIII, Section IX | ISO 17025
4854 | Butt Fusion Jointing & Electro Fusion Weld Tests | WIS 4-32-08, April 2002, Issue 3, BS ISO 13953:2001, ISO 13954:1997, WIS 4-32-14, March 1995, Issue 1 | ISO 17025
4855 | Certification of Companies for Fusion Welding | CSA-W47 .1 (only for 9.9, 9.10, 9.11, 9.14, 11.6, 11.7), CSA-W47 .2 (Only for: Sections 10.4, 10.5, 10.6, 10.7) | ISO 17025
4856 | Dendritic Arm Spacing Structural Aircraft Quality D357 | SAE ARP 1947 | ISO 17025
4857 | Fillet Fracture Test | AWS B2.1/B2.1M, D1.1/D1.1M, D1.3/D1.3M, D14.1/14.1M; ASME (Section IX); MIL-STD 15951 | ISO 17025
4858 | Fillet Weld Break Test | ASME IX; AWS D1.1, D1.2, D1.6 EN-ISO 9017, EN-ISO9606, ASME Section IX; AWS D1.1/D1.1M; EN 287-1 (withdrawn, replaced by EN ISO 9606-1)2 | ISO 17025, Nadcap
4859 | Nick Break Test | API 1104, API 5L | ISO 17025, Nadcap
4860 | Rolled or Welded Structural Quality Steel/Structural Quality Steel | CSA G40.20 | ISO 17025
4861 | Structural Welding Code | AWSD1.1 (Only for sections 6.9 and 7.8), AWS D1.2 (Only for section 3, 5.14, 6.4.5.2, 6.4.5.4, and 6.4.5.5), AWSD17.1 (Only for sections 5, 7.1.2 and 7.3), FPS 15.08, PS-9472, ISO 5817 | ISO 17025
4862 | Weld & Welder Qualification |  | n/a
4863 | Weld Inspection, Certified by CWI |  | n/a
4864 | Weld Testing & Inspection | BS EN ISO 5173:2010 + A1:2011, BS EN ISO 9017:2013, BS EN ISO 9015-1:2011, BS EN ISO 9016:2012, BS EN ISO 4136:2012, BS EN ISO 5178:2011, BS EN ISO 17639:2013, BS 4515-1:2009, BS 4515-2:1999, BS EN ISO 15614-1:2004 + A2:2012, BS EN ISO 15614-2 :2005, BS EN 287:Part1:2011, BS EN ISO 9606-1:2013, BS EN, ISO 9606-2:2004, ASME IX-15, API 1104 21st Edition 2013 Addendum 2:2015, AWS D1.1/D1.1M-2015, BS 7448:Part 2:1997 (withdrawn), BS EN ISO 15653:2010 | ISO 17025
4865 | Eco system testintg Daintree | Bespoke Daintree Control Scope standard that ZigBee manufactures would look to meet | n/a
4866 | Ecosystem testing i-Control | Bespoke i-Control standard that ZigBee manufactures would look to meet | n/a
4867 | Global country approval | In house global approval management team using Element test reports and external test reports to gain certification across the globe | n/a
4868 | ZigBee testing | ZigBee Smart Energy (ZSE), ZigBee Home Automation (ZHA), ZigBee Light Link (ZLL), ZigBee PRO Stack testing, ZigBee PHY and MAC testing, ZigBee 3.0 (new version of ZigBee which will replace ZHA and ZLL | n/a
4869 | SABS certification |  | n/a
4870 | Audio/video, information and communication technology equipment – Part 3: Safety aspects for DC power transfer through communication cables and ports | IEC 62368-3 | ISO 17025
4871 | Electrical Safety - Electrical Equipment for Measurement, Control and Laboratory Use | EN 61010-1:2001, EN 61010-1:2010, AS 61010.1:2003 Excluding:- 11.7 (fluid pressure and leakage), 12.2.1 (ionising radiation), 12.3 (UV radiation), 12.4 (microwave radiation), 12.5.1 (sound level), 12.5.2 (ultrasonic pressure), 12.6 (laser sources), 14.1(d) (components, non-IEC standards compliance) | ISO 17025
4872 | Electrical Safety - Home Healthcare Equipment | EN 60601-1-11: 2010 | ISO 17025
4873 | Electrical Safety - In Vitro Diagnostic (IVD) Medical Equipment | EN 61010-2-101:2002 | ISO 17025
4874 | Electrical Safety - Informaion technology Equipment (outdoor) | IEC 60950-22:2005, EN 60950-22:2006 excluding the following: Clause 7: Wiring terminals, relating to IEC 60364, Clause 8.2: Resistance to UV relating to Table 1, Clause 8.3: Resistance to Corrosion, Clause 9.3: Protection from excessive dust, Clause 11: containing vented batteries, Clause A: Water - saturated sulphur dioxide atmosphere, Clause B: Water spray test, Clause C: UV light conditioning Test | ISO 17025
4875 | Electrical Safety - Information technology Equipment | EN 60950-1:2006 + A11:2009 + A1:2010 + A12:2011 +A2:2013 Excluding:-, 4.2.8 (CRTs), 4.3.13 (lasers), Annex U (insulated winding wire), Annex Y (UV conditioning), Annex AA (mandrel test), Annex CC (IC current limiters), AS/NZS 60950.1:2003, AS/NZ 60950.1:2011 | ISO 17025
4876 | Electrical Safety - Infusion Pumps | IEC 60601-2-24: 2012, Excluding:- 208 (alarm noise level measurement) | ISO 17025
4877 | Electrical Safety - Laboratory equipment: material heating | EN 61010-2-010 2002 | ISO 17025
4878 | Electrical Safety - Medical Electrical Equipment for oxygen-rich envorinments (use with flammable anaesthetics and programmable electrical medical sysmtesms (PEMS) | EN 60601-1:1990 + A13:1995, EN.60601-1:2006 +, A1:2013 + A12:2014, 8.5.5 (defibrillation-proof applied, 8.8.4.2 (environmental stress), 8.11.1e (supply mains switch), 9.6.2.1 (noise measurement), 9.6.3 (hand transmitted vibration), 9.7.5 (pressure tests), 10.4 (laser and LED emissions), 11.6.7 (sterilization), 11.7 (biocompatibility), 12.4.5 (diagnostic or therapeutic radiation), 15.4.3.4 (lithium batteries), 15.4.7.1 (mechanical strength of foot-operated parts), Annex L (insulated winding wire) | ISO 17025
4879 | Electrical Safety - Multifunction Patient Monitoring Equipment | EN 60601-2-49:2001, Excluding:- 17 Defibrilation devices, 49.2 Software Validation, 51 Alarms | ISO 17025
4880 | Electrical Safety - Nerve and Muscle Stimulators | EN 60601-2-10:2000+A1:2001 | ISO 17025
4881 | Electrical Safety - Non-laser Light Source Equipment | EN 60601-2-57: 2011 | ISO 17025
4882 | Electrical Safety/Noise Emission - Alarm Systems for Medical Equipment | IEC 60601-1-8:2006 + A1, EN 60601-1-8:2007 + A1 | ISO 17025
4883 | Electromagentic Compatibility (EMC) Testing - In-House Testing | STP-1001 Site Safety Procedures, STP-1002 Initial Site Survey(s) and Test Plan(s), STP-1003 Equipment Verification, STP-1004 Power Line Conduction, STP-1005 Magnetic Field (H) Emissions, STP-1006 E-Field Emissions Testing, STP-1007 Radiated Immunity Using Licensed Transmitters, STP-1008 Conduced Immunity Testing as per EN61000-4-6 2009,, STP-1009 Electrical Fast Burst Transient Testing as per EN6100-4-4 2004, STP-1010 Voltage Surge Testing as per EN61000-4-5 2006, STP-1011 Electrostatic Discharge Testing as per, EN61000-4-2 2009, STP-1012 Voltage Dips and Interruptions, STP-1013 Voltage Fluctuations and Flicker Testing | ISO 17025
4884 | Electromagnetic Compatibility (EMC) Testing - Civil Tests | EN 55011:2007+A1:2007, EN55011:2009+A1:2010, AN/NZS CISPR 11:2004, EN 55013:2001+A1:2003+A2:2006, CISPR 13:2006 Edition 4.2, CISPR 13:2009 Edition 5.0, AS/NZS CISPR 13:2004, AS/NZS CISPR14.1:2010 , EN 55015:2006+A1:2007+A2:2009 , EN 55015:2013 , CISPR 15:2009 Ed 7.2 , AS/NZS CISPR 15:2006 , EN 55022: 1998 , EN 55022:2006 + A1:2007 , EN, 55022:2010 , CISPR 22:1997 , CISPR 22:2006 Ed 5.2 , CISPR22: 2008 , AS/NZS CISPR 22:2006 , AS/NZS CISPR 22:2009+A1:2010 , CAN/CSA-CEI/ IEC CISPR , FCC CFR 47:Part 18 | ISO 17025
4885 | Electromagnetic Compatibility (EMC) Testing - Civil Tests, Conducted Current Harmonics | EN 61000-3-2:2006 + A1:2009+ A2:2009, IEC 61000-3-2:2009 Ed 3.2, EN61000-3-2:2014 | ISO 17025
4886 | Electromagnetic Compatibility (EMC) Testing - Civil Tests, Signal and Control Lines | EN 50065-1:1991 , EN 55011:2009+A1:2010 , EN 55014-1:2006+A1:2009 , EN 55022:19981 , EN 55022:2006 + A1:20071 , CISPR 22:2006 Ed 5.21 , CISPR 22:20081 , AS/NZS CISPR 22:20061 ,AS/NZS CISPR 22:2009 +A1:2010 , EN 55032:2012 , FCC CFR 47 Part 15B , FCC CFR 47:Part 18 , VCCI V-31 , AS/NZS CISPR14.1:2010 , EN 55015:2006+A1:2007+A2:2009 , EN 55015:2013 , CISPR 15:2009 Ed 7.2 , AS/NZS CISPR 15:2006 , EN 55022: 1998 , EN 55022:2006 + A1:2007 , EN 55022:2010 , CISPR 22:1997 , CISPR 22:2006 Ed 5.2 , CISPR22: 2008 , AS/NZS CISPR 22:2006 , AS/NZS CISPR 22:2009+A1:2010 , CAN/CSA-CEI/ IEC CISPR , FCC CFR 47:Part 18 | ISO 17025
4887 | Electromagnetic Compatibility (EMC) Testing - Compass Safe Distance | EN 60945:2002 Section 11.2 | ISO 17025
4888 | Electromagnetic Compatibility (EMC) Testing - Conducted AC Mains Flicker | EN 61000-3-3:2008, EN 61000-3-3:2013, IEC 61000-3-3:2008 Ed 2.0 | ISO 17025
4889 | Electromagnetic Compatibility (EMC) Testing - Conducted and Radiated Emissions | CISPR 12:2001, CISPR 25:2002 2004/104/EC, Annexes IV, V, VII and VIII 2005/83/EC, EN50498:2010 72/245/EEC 97/24/EEC Chapter 8 2009/64/EC, ECE Regulation 10.04, ECE Regulation 10.05 | ISO 17025
4890 | Electromagnetic Compatibility (EMC) Testing - Conducted Immunity BCI | ISO 11452-1:2005, ISO 11452-4:2005, substitution method, 2004/104/EC Annexes IX 2005/83/EC, EN50498:2010 72/245/EEC 97/24/EEC Chapter 8 2009/64/EC, ECE Regulation 10.04, ECE Regulation 10.05 | ISO 17025
4891 | Electromagnetic Compatibility (EMC) Testing - Conducted Susceptibility - CW, Transients and Magnetic | EN 61000-4-6:2009, IEC 61000-4-6:2008 Ed 3.0, EN 61000-4-6:2014 | ISO 17025
4892 | Electromagnetic Compatibility (EMC) Testing - Electrostatic Discharge Immunity | EN 61000-4-2:2009, IEC 61000-4-2:2008 Ed 2.0, EN 55020:2002 | ISO 17025
4893 | Electromagnetic Compatibility (EMC) Testing - Fast Transient/Burst Immunity | EN 61000-4-4:2004 + A1:2010, EN 61000-4-4:2012, IEC 61000-4-4:2004 Ed 2.0, EN 55020:2002, Documented TRaC Procedure STP09 Issue 4:1998 | ISO 17025
4894 | Electromagnetic Compatibility (EMC) Testing - Generic and Product Specification Standards - Sections 10.1.1 to 10.1.15 | EN 12184:2006 , EN 50121-2:2000 , EN 50121-2:2006 , EN 50121-3:2000 , EN 50121-3-1:2006 , EN 50121-3-2:2006 , EN 50121-4:20002 , EN 50121-4:2006 , EN 50121-5:20002 , EN 50121 5:20062 , EN 50121-1:2015 , EN 50121-2:2015 , EN 50121-3-1:2015 , EN 50121-3-2:2015, EN 50121-4:2015 , EN 50121-5:2015 , EN 50130-4:2011 , EN 50130-4:2011 + A1:2014 , EN 50131-2-3:2008 , EN 50131-2-4:2008 , EN 50131-2-5:2008 , EN 50131-4:2009 , DD CLC/TS EN 50131-7:2010 10/30227151DC (EN50131-9:2010) , EN 50131-1:2006 + A1: 2009 08/30179399 DC (EN50131-1) , EN 50131-2-2:2008 , EN 50131-3:2009 , EN 50270:2006 , EN 50293:2012 , EN 50165:1997 + A1:2001, EN 50199:1995 | ISO 17025
4895 | Electromagnetic Compatibility (EMC) Testing - Generic and Product Specification Standards - Sections 10.1.1 to 10.1.15 | EN 55014-2:1997+ A1:2001, EN 55014-2:1997+A2:2008, EN 55024:2010, CISPR 24: 2010 Ed 2.0, EN 55024:2010 + A1:2015, EN55103-1:20091, EN55103-2:2009, BS IEC 60533:1999, IEC 60601-1-2:2007 Ed 3.0, EN 60601-1-2:2007, IEC 60601-1-2:2014 Ed 4, EN 61000-6-1:2007, EN 61000-6-2:2005, EN 61000-6-3:2007, EN 61000-6-3:2007+A1:2011. IEC 61000-6-3:2011 Ed 2.1, EN 61000-6-4:2007, EN 61000-6-4:2007+A1:2011, IEC 61000-6-4:2011 Ed 2.1, EN 61204-3:2001, EN 61326-1:2013, EN 61326-2-1:2013, EN 61326-2-2:2013, EN 61326-2-3:2013, EN 61326-2-4:2013, EN 61326-2-5:2013, EN 61326-2-6:2013, EN 61547:2009, EN 61800-3:1996 | ISO 17025
4896 | Electromagnetic Compatibility (EMC) Testing - Generic and Product Specification Standards - Sections 10.1.1 to 10.1.15 | IEC 62003:2009, EN 61000-4-10:1993, EN 61000-4-13:2002, EN 61000-4-14 (undated ref), EN 61000-4-12:2006, EN 61000-4-16, EN 61000-4-28, Lloyds Register Test Specification No.1:1990, EN 300 386 V1.5.1, EN 300 386-2:1997, EN 301 489-1 V1.8.1:2008, EN 301 489-1 V1.9.2:2011, EN 301 489-2:V1.3.1:2002, EN 301 489-3:V1.6.1:2013, EN 301 489-4, V1.4.1:2009, EN 301 489-5:V1.3.1:2002, EN 301 489-6 V1.3.1:2008, EN 301 489-7 V1.3.1: 2005, EN 301 489-8 V1.2.1:2002, EN 301-489-9 V1.4.1:2007, EN 301 489-10 V1.3.1:2002, EN 301 489-11 V1.3.1:2006, EN 301 489-12 V2.2.2:2008, EN 301 489-13 V1.2.1:2002, EN 301 489-14 V1.2.1:2003, EN 301 489-15 V1.2.1:2002, EN 301 489-16 V1.2.1:2002, EN 301 489-17 v2.2.1:2012, EN 301 489-18 V1.3.1:2002, EN 301 489-19 V1.2.1:2002, EN 301 489-20 V1.2.1:2002, EN 301 489-24 V1.5.1:2010, EN 301 489-28 V1.1.1:2004, EN 60945:2002 Section 10 | ISO 17025
4897 | Electromagnetic Compatibility (EMC) Testing - Interference Power Measurements | EN 55013:2001+ A1:2001+ A2:2006, CISPR 13:2006 Edition 4.2, CISPR 13:2009 Edition 5.0 , AS/NZS CISPR 13:2004 , EN 55014-1:2006+A1:2009+ A2:2011 | ISO 17025
4898 | Electromagnetic Compatibility (EMC) Testing - Magnetic Field Emissions | EN 50366:2003 + A1:2006 Time Domain Evaluation Method, EN 62233:2008 | ISO 17025
4899 | Electromagnetic Compatibility (EMC) Testing - Radiated Emissions: Electric Field | EN 55011: 2009 + A1:2010, AS/NZS CISPR 11:2004, EN 55013:2001 including Amendment A1:2003 & A2:2006, CISPR 13:2006 Edition 4.2, CISPR 13:2009 Edition 5.0, AS/NZS CISPR 13:2004, EN 55015:013, EN 55015:2006 + A2:2009, EN 55015:2006 + A1:2007 + CISPR 15:2009 Ed 7.2 AS/NZS CISPR 15:2006 EN 55022:1998 EN55022:2006 + A1:2007 EN55022:2010, CISPR 22:2006 Ed 5.2 , CISPR 22:2008 Ed 6.0 , AS/NZS CISPR 22:2006 , AS/NZS CISPR 22:2009 , AS/NZS CISPR 22:2009 +A1:2010 , EN 60945:2002 Section 9.3 , FCC CFR 47:Part 15B , FCC CFR 47:Part 18 , ANSI C63.4:2003 , ANSI C63.4:2014 A,B,C,E,G , ICES-003 Issue 5:2012 , ICES-003 Issue 6:2016 , EN 55032:2012, EN 55032:2015 , GEL210 11-14-0182 | ISO 17025
4900 | Electromagnetic Compatibility (EMC) Testing - Radiated Emissions: Magnetic Field | EN 55011: 2007 + A2:2007, EN 55011:2009 + A!:2010, AS/NZA CISPR 11:2004, EN 60945:2002 Section 9.3, FCC CFR 47: Part 18, ICES-001: Issue 4: 2006 | ISO 17025
4901 | Electromagnetic Compatibility (EMC) Testing - Radiated Immunity Absorption Chamber | ISO 11452-1:2005, ISO 11452-2:2004, substitution method, ISO 11451-1:2003, ISO 11451-2:2004 2004/104/EC Annexes VI, IX 2005/83/EC, EN50498:2010 72/245/EEC 97/24/EEC Chapter 8 2009/64/EC, ECE Regulation 10.04, ECE Regulation 10.05 | ISO 17025
4902 | Electromagnetic Compatibility (EMC) Testing - Radio Frequency Susceptibility - Electric Field | EN 61000-4-3:2006+A1:2008, EN 61000-4-3:2006 + A2:2010, IEC 61000-4-3:2006 Ed 3.0, IEC 61000-4-3:2008 Ed 3.1, IEC 61000-4-3:2010 Edition 3.2 | ISO 17025
4903 | Electromagnetic Compatibility (EMC) Testing - Radio Frequency Susceptibility - Magnetic Field | EN 61000-4-8:2010, IEC 61000-4-8:2009 Ed 2.0, EN 61000-4-9:1994+ A1:2001, IEC 61000-4-9:2001 Ed 1.1 | ISO 17025
4904 | Electromagnetic Compatibility (EMC) Testing - Site Surveys - Conducted Emissions, Radiated E-Field, Radiated H-Field | Documented TRaC Procedures, STP-1004 Power Line Conduction, STP-1005 Magnetic Field (H) Emissions, STP-1006 E-Field Emissions Testing | ISO 17025
4905 | Electromagnetic Compatibility (EMC) Testing - Surge Immunity | EN 61000-4-5:2006, EN 61000-4-5:2014, ITU-T K20:2003, ITU-T K21:2000, ITU-T K21:2003, ITU-T K44:2000, ITU-T K44:2003 | ISO 17025
4906 | Electromagnetic Compatibility (EMC) Testing - Vehicular Transient Testing | ISO 7637-1:1990, ISO 7637-2:1990 12 and 24 v, ISO 7637-2:2004, pulses 1, 2a, 2b, 3a, 3b and 4 only 2004/104/EC Annexes X 2005/83/EC, EN50498:2010 72/245/EEC 97/24/EEC Chapter 8 2009/64/EC, ECE Regulation 10.04, ECE Regulation 10.05 | ISO 17025
4907 | Electromagnetic Compatibility (EMC) Testing - Voltage Dips, Interruptions and Variations | EN 61000-4-11:2004, IEC 61000-4-11:2004 Ed 2.0 | ISO 17025
4908 | Wireless Coexistance Testing | ANSI C63.27-2017 | ISO 17025
4909 | Environmental Tests - High Humidity - Constant and Cyclic | BS 2011:Part 2.1Ca:1977+A1, IEC 60068-2-3:1969, BS 2011:Part 2.1Cb:1990, IEC 60068-2-56:1988, BS EN 60068-2-30:1999, BS EN 60068-2-30:2005, IEC 60068-2-30:1980, IEC/EN 60068-2-30:2005, IEC/EN 60068-2-78:2001, EN 50130-5:1999, EN 50130-5:2011, BS 2011:Part 2.1Db:1981+A1, BS EN 60068-2-38:1999, BS EN 60068-2-38:2009, IEC 60068-2-38:1974, IEC/EN 60068-2-38:2009, BS 2011:Part 2.1Z/AD:1977 | ISO 17025
4910 | Environmental Tests - High Temperature - Constant and Cyclic | BS EN 60068-2-2:1993+ A1:1993, IEC 60068-2-2:1974, IEC/EN 60068-2-2:2007, BS 2011:Part 2.1B:1977, EN 50130-5:1999, EN 50130-5:2011 | ISO 17025
4911 | Environmental Tests - Low temperature - Constant and Cyclic | BS EN 60068-2-1:1993+ A1:1993+A2 1994, IEC 60068-2-1:1990, IEC/EN 60068-2-1:2007, BS 2011:Part 2.1A:1990+A1: Including Amendment 1, BS 2011:Part 2.1A:1977, EN 50130-5:1999, EN 50130-5:2011 | ISO 17025
4912 | Ingress Protection (IP) | IEC 60529:1989/A2:2013, EN 60529:1991/A2:2013, IEC 60529:2001, Amd 1 | ISO 17025
4913 | Shock/Bump Testing - Ambient Temperature | BS EN 60068-2-27:1993+A1, IEC 60068-2-27:1987, IEC/EN 60068-2-27:2009, EN 50130-5:1999, EN 50130-5:2011, BS 2011:Part 2.1Ea:1987, BS EN 60068-2-29:1993+A1, IEC 60068-2-29:1987, BS 2011:Part 2.1Eb:1987, ETS 300 019-2-1:1994, ETS 300 019-2-2:1999, ETS 300 019-2-3:1999, ETS 300 019-2-4:1999, ETS 300 019-2-5:1994, ETS 300 019-2-6:1994, ETS 300 019-2-7:1994, ETS 300 019-2-8:1999, Excluding: ETS 300 019-2-2 T2.3 rain test, ETS 300 019-2-3 T3.1 to 3.5 Earthquake test, ETS 300 019-2-4 T4.1 Earthquake test T4.1 and 4.1E rain tests, ETS 300 019-2-5 T5.1 and T 5.2 (IEC Class 5M3) Shock test, ETS 300 019-2-6 T6.2 and 6.3 rain tests, ETS 300 019-2-7 T7.3 and 7.3E rain tests, ETS 300 019-2-8 T8.1 water tests | ISO 17025
4914 | Thermal Shock | BS EN 60068-2-14:2000, IEC 60068-2-14:1984, IEC/EN 60068-2-14:2009, BS 2011:Part 2.1N:1985,+ A1 Tests Na, Nb, EN 50130-5:1999, EN 50130-5:2011 | ISO 17025
4915 | Vibration Testing - Ambient Temperature | BS EN 60068-2-6:1996, IEC 60068-2-6:1995+C1:1995, IEC/EN 60068-2-6:2008, BS 201:Part 2.1Fc:1983+A1+A2, BS 2011:Part 2.1Fd:1973, BS 2011:Part 2.1Fda:1973, BS 2011:Part 2.1Fdb:1984+A1+A2, BS 2011:Part 2.1Fdc:1973+A1+A2, BS EN 60068-2-64:1995, IEC 60068-2-64:1993+C1:1993, IEC/EN 60068-2-64:2008, EN 50130-5:1999, EN 50130-5:2011 | ISO 17025
4916 | Electrical Safety - cosmetic and beauty care appliances incorporating lasers and intense light sources - IPL (intense pulse light) | IEC 60335-2-113 | ISO 17025
4917 | Electrical Safety of Household Appliances - Dielectric Tests | UL 60335-1 | ISO 17025
4918 | Product Tests - Construction, Safety and Marking - Constructural Safety 'c' | EN 13463-5:2011, EN 13463-5:2003 (withdrawn) | ISO 17025
4919 | Product Tests - Construction, Safety and Marking - Electrical Apparatus with Protection by Enclosure; use with Combustible Dusts | IEC 61241-0:2004 (withdrawn) | ISO 17025
4920 | Product Tests - Construction, Safety and Marking - Protection by Liquid Immersion "k" | EN 13463-8:2003 | ISO 17025
4921 | Product Tests - Construction, Safety and Marking -Basic Methods and Requirements | EN 13463-1:2009, EN 13463-1:2001 (withdrawn) | ISO 17025
4922 | Product Tests - Construction, Safety and Marking -Electrical Apparatus with Protection by Enclosure; use with Combustible Dusts; protection by enclosure "tD" | IEC 61241-1:2004 (withdrawn) Excluding: Practice B | ISO 17025
4923 | Product Tests - Construction, Safety and Marking -Encapsulated Equipment; use with Combustible Dusts | IEC 61241-18:2004 (withdrawn) | ISO 17025
4924 | Product Tests - Construction, Safety and Marking -Protection by Intrinsic Safety "iD" | IEC 61241-11:2005 (withdrawn) | ISO 17025
4925 | Product Tests - Construction, Safety and Marking -Purged Pressurized Equipment; use with Combustible Dusts | IEC 61241-4:2001 (withdrawn) | ISO 17025
4926 | Product Tests - Explosive testing/Explosive Atmospheres | RTCA DO-160F Section 9, General exclusions to Ex tests: (a) HV machines operating at >1000V e.g. motors and transformers; (b) Shock and Vibration tests; (c) UV light testing; (d) Specific tests on luminaires: torque tests (clause 5.3); asymmetric pulse test (Annex H); sulphur dioxide test (clause 6.3). | ISO 17025
4927 | Australian Radio Testing | AS/NZS 4268:2012; The ACMA standard, Radiocommunications (Short Range Devices) Standards 2004 | ISO 17025
4928 | Blueooth Radio Testing | ETSI EN 300 328 v1.9.1; FCC CFR 47 Part 15C; Japanese Radio Law Ordinance | ISO 17025
4929 | Cellular Radio Testing | ETSI EN 301 511 v12.1.1; ETSI EN 301 908-2 v6.2.1; FCC CFR 47 Part 22H; FCC CFR 47 Part 24E | ISO 17025
4930 | GPS Radio Testing | ETSI EN 300 440-2 v1.4.1 | ISO 17025
4931 | Japanese Radio Testing | Japanese Radio Law Ordinance; Industrial Facilities Emitting Radio Waves | n/a
4932 | Other Radio Testing | ETSI EN 300 086-2 v1.3.1; ETSI EN 300 113-2 v1.5.1; ETSI EN 300 220-2 v2.4.1; ETSI EN 300 224-2 v1.1.1; ETSI EN 300 328 v1.9.1; ETSI EN 300 330-2 v1.6.1; ETSI EN 300 422-2 v1.4.1*; ETSI EN 300 440-2 v1.4.1; ETSI EN 301 091-2 v1.3.2*; ETSI EN 301 406 v2.1.1; ETSI EN 301 426 v1.2.1*; ETSI EN 301 428 v1.3.1*; ETSI EN 301 443 v1.3.1*; ETSI EN 301 459 v1.4.1*; ; ETSI EN 301 893 v1.8.1* (DFS Parameters Only); ETSI EN 301 893 v1.8.1* (RF Parameters Only); ETSI EN 302 208-2 v2.1.1*; ETSI EN 302 291-2 v1.1.1*; ETSI EN 302 448 v1.1.1*; ETSI EN ; 302 502 v1.2.1*; AS/NZS 4268:2012; AS/NZS 4268:2012; FCC CFR 47 Part 15B; FCC CFR 47 Part 15C; FCC CFR 47 Part 15D; FCC CFR 47 Part 15E; FCC CFR 47 Part 22H; FCC CFR 47 Part 24E FCC CFR 47 Part 27 FCC CFR 47 Part 80 FCC CFR 47 Part 25 FCC CFR 47 Part 90 | ISO 17025
4933 | RFID Radio Testing | ETSI EN 300 330-2 v1.6.1; ETSI EN 302 208-2 v2.1.1; ETSI EN 302 291-2 v1.1.1; FCC CFR 47 Part 15C; Japanese Radio Law Ordinance; Industrial Facilities Emitting Radio Waves | ISO 17025
4934 | Satellite Radio Testing | ETSI EN 301 426 v1.2.1; ETSI EN 301 428 v1.3.1; ETSI EN 301 443 v1.3.1; ETSI EN 301 459 v1.4.1; FCC CFR 47 Part 25 | ISO 17025
4935 | Short Range Device Radio Testing | ETSI EN 300 220-2 v2.4.1; ETSI EN 300 330-2 v1.6.1; ETSI EN 300 440-2 v1.4.1; FCC CFR 47 Part 15C; Japanese Radio Law Ordinance | ISO 17025
4936 | Wi-Fi Radio Testing | ETSI EN 300 328 v1.9.1; FCC CFR 47 Part 15C; ETSI EN 301 893 v1.8.1; FCC CFR 47 Part 15 E; ETSI EN 302 502 v1.2.2; Japanese Radio Law Ordinance | ISO 17025
4937 | Miscellaneous Telecom Testing Standards | TIA-968-B-2, CS-03, Ordinance 31, IDA TS PSTN, IDA TS PRI, IDA TS BRI, IDA TS ADSL, HKTA 2011, HKTA2032, DPT TE 001, DPT SWS 001, ES 203 021, TBR21, TBR3, TBR4, TBR38, TR100, TR114, UR-2, TR-067 | n/a
4938 | Radio Testing - Analogue, Digital and DECT Measurements | EN 300 086-1:V1.3.1:2008, EN 300 086-1:V1.4.1:2010, EN 300 086-2:V1.1.1:2001, EN 300 086-2:V1.3.1:2010, EN 300 113-1:V1.5.1:2003, EN 300 113-1:V1.7.1:2011, EN 300 113-2:V1.3.1:2003, EN 300 113-2:V1.5.1:2011, EN 300 220-1:V2.3.1:2009, EN 300 220-1:V2.4.1:2012, EN 300 220-2:V2.1.1:2006, EN 300 220-2:V2.1.2:2007, EN 300 220-2:V2.4.1:2012, EN 300 220-3:V1.1.1:2000, ETS 300 224-1:V1.3.1:2001, EN 300 224-2:V1.1.1:2001, EN 300 296-1:V1.2.1:2009, EN 300 296-1:V1.4.1:2013, EN 300 296-2:V1.1.1:2001, EN 300 296-2:V1.4.1:2012, EN 300 328:V1.7.1:2006, EN 300 328:V1.8.1:2012, EN 300 328:V1.9.1:2015, EN 300 330-1:V1.7.1:2006, EN 300 330-2:V1.3.1:2006, EN 300 330-2:V1.6.1:2014, EN 301 406:V1.5.1:2003, EN 301 406:V2.1.1:2009, EN 302 291-1 V1.1.1:2005, EN 300 440-1:V1.5.1:2009, EN 300 440-1:V1.6.1:2010, EN 300 440-2:V1.1.1:2001, EN 300 440-2:V1.2.1:2007, EN 300 440-2:V1.4.1:2010, EN 300 422-1:V1.2.2:2000, EN 300 422-2:V1.1.1:2000, EN 302 208-1:V1.1.1:2004, EN 302 208-1:V1.4.1:2011, EN 302 208-2:V1.4.1:2011, AS/NZS 4268:2008, AS/NZS 4268:2012, AS/NZ 4295:2004, AS NZS 4415:1996, FCC CFR 47:Part 15C, FCC CFR 47:Part 15D, FCC CFR 47:Part 18:2003, EN 300 086-1:V1.3.1:2008, FCC CFR 47:Part 22, FCC CFR 47:Part 24, FCC CFR 47:Part 25, FCC CFR 47:Part 73, FCC CFR 47:Part 74, FCC CFR 47:Part 90, FCC CFR 47:Part 95, FCC CFR 47:Part 97, FCC CFR 47:Part 101, RSS Gen issue 3 December 2010, RSS 210 issue 8 December 2010, RSS 213 issue 2 December 2005, RSS 215 issue 2 June 2009, RSS 220 issue 1 March 2009, RSS 243 issue 3 Feb 2010, RSS 287 issue 1 Feb 2007, RSS 288 issue 1 Jan 2012, ANSI C63.10 2009, ANSI C63.17 2006, ANSI TIA 603-D 2010 | ISO 17025
4939 | Telecommunications Testing - Analogue Attachments for connection to the PSTN | AS/ACIF S002:2010, AS/ACIF S006:2008 | ISO 17025
4940 | Telecommunications Testing - Digital Attachments for Connection to Digital Private and Public Circuits / to PTSN | AS/ACIF S016:2001, AS/ACIF S031:2001**, AS/ACIF S038:2001**, TBR 3:1995 (+ A1:1997) (CTR 3), TBR 3:1995 (+ A1:1997) (CTR 4) **As interpreted by current ACA requirements (using issued ITAAB notes current at the time of test), FCC:Part 68:Sub Part D, TIA-968-B:2009, TIA-968-B1:2012, TIA-968-B2: 2015, TIA 1096-A:2008, TIA/EIA/TSB 168-B-1:2012, CS-03:Issue 9 (including Amendment 1 to 4), AS/ACIF S003.1:2010, AS/ACIF S004:2013, AS/ACIF S041.1:2009, AS/ACIF S041.2:2009, AS/ACIF S041.3:2009, AS/ACIF S043.1:2003, AS/ACIF S043.2:2006, AS/ACIF S043.3:2008, 1985 Ministry of Post & Telecoms Ordinance No 31 : (Japan) as amended 2004 and 2010 excluding interconnected devices | ISO 17025
4941 | Apparent Density of Free-Flowing Metal Powders using the Hall Flowmeter Funnel | ASTM B212 | n/a
4942 | Atomic Absorption – Graphite Furnace (GFAA) |  | Nadcap AC7101/2
4943 | Atomic Absorption (AA) | ASTM E1184; Internal SOP, ASTM E1834, ASTM E1852 | ISO 17025, GE S400
4944 | Chemical Analysis: XRF, ICP, OES/AES, GFAA, Combustion, Inert Gas Fusion | ASTM E322, ASTM E539, ASTM E1097, ASTM E415, ASTM E1086, ASTM E1184, ASTM E1019, ASTM E1447, ASTM E572, ASTM E1085, ASTM E1479, ASTM E1251, ASTM E1834, ASTM E1941, ASTM E1409, ASTM E2594, ASTM E2371, ASTM E322, E539, E572, E1085 | ISO 17025, Nadcap
4945 | Combustion Analysis (LECO) | ASTM E1019; Internal SOP | ISO 17025, GE S400
4946 | Flow Rate of Metal Powders using the Hall Flowmeter Funnel | ASTM B213 | n/a
4947 | Fusion Analysis (LECO) | ASTM E1019, ASTM E1409, ASTM E1447; Internal SOP | ISO 17025, GE S400
4948 | Inductive Coupled Plasma (ICP) | Internal SOP, ASTM E1479 | ISO 17025, GE S400, Nadcap AC7101/2
4949 | Optical Emission Spectrochemical (OES) Analysis | ASTM E227, ASTM E415, ASTM E1086, ASTM E1251; Internal SOP | ISO 17025, GE S400, Nadcap AC7101/2
4950 | Portable X Ray Dispersive Analysis - Positive Material Identification (PMI) | Internal SOP | ISO 17025
4951 | Standard Terminology | ASTM B243 | n/a
4952 | Tap Density of Metal Powders and Compounds | ASTM B527 | n/a
4953 | Volumetric Flow Rate of Metal Powders using the Arnold Meter and Hall Flowmeter Funnel​ | ASTM B855 | n/a
4954 | Coating Adhesion - Fasteners | AMS 2399; AMSQQ-P-416A; ASTM B571; MIL-C-83488; SAE J207 | ISO 17025
4955 | Failure Analysis & Consulting |  | n/a
4956 | Alternate Immersion Stress Corrosion Testing | Internal SOP using portions of ASTM G38, ASTM G44, ASTM G47, ASTM G49; FED-STD-151b (Method 823); MIL-STD 1312-9, NASM 1312-9 | ISO 17025, Nadcap AC7101/6
4957 | Corrosion testing of Electrodeposited Coatings of Zinc on Iron and Steel | ASTM B633 | n/a
4958 | Hydrogen Embrittlement (Stress Durability) - Fasteners ONLY *SEE LIMITATIONS** | AMSQQ-P-416A; ASTM A143, ASTM F519, ASTM F606, MIL-STD-1312-5A; NASM 1312-5; SAE J81 | ISO 17025
4959 | Intergranular Corrosion Susceptibility - Intergranular Attack (IGA/IGO) | ASTM A262, Practices A & E | ISO 17025, Nadcap AC7101/4
4960 | Salt Spray (Fog) Testing *No cyclic capabilities* | ASTM B117; MIL-STD-810, MIL-STD-1312-1; NASM 1312-1 | ISO 17025
4961 | Susceptibility to Intergranular Attack | ASTM A262 | ISO 17025
4962 | Dimensional Inspection |  | n/a
4963 | Electrical Conductivity | MIL STD 1537 | n/a
4964 | Flare Testing |  | n/a
4965 | Axial Tensile Testing - Fasteners |  | ISO 17025
4966 | Bend Test - Metallic Nuts | ASME IX; ASTM A615, ASTM E290 | ISO 17025
4967 | Coating Weight - Fasteners | ASTM A90; MIL-STD-1312-12; NASM 1312-12 | ISO 17025
4968 | Compression / Flattening Testing - Washers | FF-W-84; JIS B1251 | ISO 17025
4969 | Cone Proof Load Testing - Fasteners | ASTM A194, F606, F812; IFI 533; SAE J122, ASTM A962 | ISO 17025
4970 | Copper Sulfate Testing - Fasteners | ASTM A380; MIL-STD-753 (Method 102) | ISO 17025
4971 | Double Shear Strength Testing - Fasteners | DOD-STD-1312-113; SAE J429 | n/a
4972 | Double Shear Strength Testing - Fasteners | ANSI/ASME 18.8.2; ASTM B565; DOD-STD-1312-113; MIL-STD-1312-13; NASM 1312-13; SAE J429 | ISO 17025
4973 | Drive Testing - Screws | SAE J933 | n/a
4974 | Drive Testing - Screws | ASME B18.6.4; SAE J81, SAE J933 | ISO 17025
4975 | Fatigue Testing - Full Size Threaded Fasteners | BS 3518, Parts 2 & 3 | ISO 17025
4976 | Free Height Interlocking Test - Washers | FF-W-84 | ISO 17025
4977 | Hardness Testing of Fasteners - Microhardness, Rockwell, Vickers |  | ISO 17025
4978 | High Cycle Fatigue Testing - Fasteners | DOD-STD-1312-111; MIL-STD-1312-11; NASM 1312-11 | ISO 17025, GE S400
4979 | Interlocking Test - Washers | FF-W-84 | ISO 17025
4980 | Metallography of Fasteners - Carburization / Decarb, Alloy Depletion, Grain Size, Oxidation / Corrosion, IGA / IGO, Alpha Case in Wrought Titanium |  | ISO 17025
4981 | Microscopial Coating Thickness - Fasteners | ASTM B487; MIL-STD-1312-12; NASM 1312-12 | ISO 17025
4982 | Permanent Set Test - Self Locking Nuts | ISO 7481; MIL-N-7873 | ISO 17025
4983 | Prevailing Torque Testing - Fasteners | IFI-100/107 | ISO 17025
4984 | Proof Load Testing - Threaded Fasteners | ASTM A563 | n/a
4985 | Proof Load Testing - Threaded Fasteners | ASTM A370, ASTM A563, ASTM F606; BPS-N-70; ISO 898-1; ISO 898-2; ISO 898-6; JIS B1052, JIS B1056; SAE J995; JIS B1051; MIL-STD-1312-8; NASM 1312-8; SAE J429, SAE J1216 | n/a
4986 | Push Out Test - Metallic Nuts | ISO 7481; MIL-N-7873 | ISO 17025
4987 | Reusability Testing - Self Locking Fasteners | ANSI B18.16.4; AS 7250, AS 7251, AS 7252, AS 7253; IFI 100/107; ISO 7481; MIL-N-7873, MIL-N-25027, MIL-STD-1312-31 | ISO 17025
4988 | Salt Spray Testing - Fasteners | ASTM B117 | ISO 17025
4989 | Single Shear Strength Testing - Fasteners | ASTM F606; MIL-STD-1312-20; NASM 1312-20 | ISO 17025
4990 | Stress Durability – Internally & Externally Threaded Fasteners |  | ISO 17025
4991 | Stress Rupture Testing - Fasteners |  | ISO 17025
4992 | Surface Discontinuities - Fasteners | ASTM A490, ASTM F788; ISO 6157-1, ISO 6157-3; SAE J123, SAE J1061; ASTM F812; SAE J122; | ISO 17025
4993 | Torque Out Testing - Fasteners | IFI 101; ISO 7481; MIL-N-7873, MIL-N-45913, MIL-STD-1312-31 | ISO 17025
4994 | Torque Tension - Locking Torque | MIL-F-18240, MIL-STD-1312-31; NASM 1312-31 | ISO 17025
4995 | Torque Tension - Recess Strength Testing (installation and removal directions) | MIL-STD-1312-25; NASM 1312-25 | ISO 17025
4996 | Torque Testing - Fasteners | ASTM E8, MIL-DTL-18240, MIL-F-18240 | ISO 17025
4997 | Torsional Strength Testing - Screws | ASME B18.6.4; ASTM F738M; SAE J78, SAE J81, SAE J993 | ISO 17025
4998 | Total Extension at Fracture - Fasteners | ASTM E8, ASTM F606; ISO 3506, ISO 6892; JIS B1054 | ISO 17025
4999 | Twist Testing - Washers | FF-W-84; JIS B1251 | n/a
5000 | Twist Testing - Washers | ASME B18.21.1; FF-W-84; JIS B1251 | ISO 17025
5001 | Wedge Tensile Strength & Yield Strength Testing - Fasteners | ASTM E8, SAE J1199, SAE J1216, | n/a
5002 | Wedge Tensile Strength & Yield Strength Testing - Fasteners | ASTM A370, ASTM E8, ASTM F606; DOD-STD-1312-108; ISO 898-1, ISO 6892; JIS B1051, JIS D4604; MIL-STD-1312-8A, MIL-STD-1312-18A; NASM 1312-8, NASM 1312-18; SAE J82, SAE J429, SAE J1199, SAE J1216, JIS B1054 | ISO 17025
5003 | Wrench Torque Testing - Externally Wrenched Nuts | AS 1371; ISO 7481; MIL-N-7873, MIL-STD-1312-31; NASM 1312-31; AS 7251 | ISO 17025
5004 | X-Ray Coating Thickness - Fasteners | ASTM B568 | ISO 17025
5005 | Brinell Hardness Testing | ASTM A370, ASTM E10 | ISO 17025, Nadcap AC7101/5
5006 | Hardness & Microhardness Testing (Rockwell, Brinell, Knoop & Vickers) | ASTM E18, ASTM E10, ASTM E384 | ISO 17025
5007 | Knoop & Vickers Microhardness Testing | ASTM E384; ASTM E92, MIL-STD-1312-6; NASM 1312-6 | ISO 17025, GE S400, Nadcap AC7101/5
5008 | Rockwell Hardness Testing | ASTM A370, ASTM E18, ASTM E140, ASTM F606, ISO 898-1, ISO 3738-1, ISO 6508-1; MIL-STD-1312-6; NASM 1312-6; SAE J417, SAE J1199 | ISO 17025, GE S400, Nadcap AC7101/5
5009 | Bearing Strength Testing (Pin Type) | ASTM E238 | ISO 17025
5010 | Bend Testing | ASTM E290, ASTM E190 | ISO 17025
5011 | Bend Testing - Metals | various | Nadcap AC7101/3
5012 | Charpy Impact Testing | ASTM A370, ASTM E23; BS EN 10045-1; JIS B1051 | ISO 17025, GE S400, Nadcap AC7101/3
5013 | Charpy Impact Testing | ASTM E23, ASTM A370 | ISO 17025
5014 | Compression Testing | ASTM E9 | ISO 17025
5015 | Compression Testing (Compressive Properties) | ASTM E9 | ISO 17025, Nadcap AC7101/3
5016 | Crack Propogation (Fatigue Crack Growth) | ASTM E647 | ISO 17025
5017 | Creep and Stress Rupture Testing | ASTM E139, ASTM E292 | ISO 17025
5018 | C-Ring Testing (Aluminum only) | n/a | ISO 17025
5019 | Decarburization and Case Depth | ASTM F2328 | ISO 17025
5020 | Detecting Detrimental Intermetallic Phase | ASTM A923 | ISO 17025
5021 | Fatigue Crack Growth | ASTM E647 | ISO 17025
5022 | Force Controlled Constant Amplitude Axial Fatigue Testing (High Cycle) | ASTM E466 | ISO 17025, GE S400, Nadcap AC7101/3
5023 | Fracture Toughness Testing - Crack Tip opening Displacement - CTOD | ASTM E399, ASTM B645, ASTM E1820, ASTM B909 | ISO 17025
5024 | Humidity Testing | AMS-QQ-P-35; ASTM D2247; MIL-STD-753, MIL-STD-810, MIL-STD-1312-3; NASM 1312-3 | ISO 17025
5025 | Jominy Hardenability Testing | ASTM A255 | ISO 17025
5026 | Jominy Hardenability Testing | ASTM A255 | ISO 17025
5027 | Linear Elastic Plane Strain Fracture Toughness - KIc (k1c) | ASTM E399 | ISO 17025, GE S400, Nadcap AC7101/3
5028 | Material Fatigue Testing (High and low cycle) - e-N Curves and strain life coefficients; coffin-manson | ASTM E466, ASTM E606 | ISO 17025
5029 | Passivation Testing - Temporarily out of service | AMS-QQ-P-35; AMS 2700; ASTM A967, A380; MIL-S-5002 | ISO 17025
5030 | Poission's Ratio | ASTM E132 | ISO 17025
5031 | Shear Strength Testing | ASTM B769 | ISO 17025
5032 | Shear Testing of Thin Aluminum Alloy Products | ASTM B831 | ISO 17025
5033 | Strain Controlled Fatigue Testing (Low Cycle) - e-N Curves and strain life coefficients; coffin-manson | ASTM E606 | ISO 17025, GE S400, Nadcap AC7101/3
5034 | Stress Rupture & Creep Rupture Testing | ASTM E139, ASTM E292; MIL-STD-1312-10; NASM 1312-10 | ISO 17025, Nadcap AC7101/3
5035 | Tensile Testing (Ambient and Elevated Temperatures) | ASTM E8, ASTM B557, ASTM A370, ASTM E21 | ISO 17025
5036 | Tension & Tensile Strength Testing - Elevated Temperature (Metals & Fasteners) | ASTM E8, BPS-N-70; BSEN 10002-5; MIL-DTL-25027 | n/a
5037 | Tension & Tensile Strength Testing - Elevated Temperature (Metals & Fasteners) | ASTM E8, ASTM E21; BPS-N-70; BSEN 10002-5; MIL-DTL-25027, MIL-STD-1312-18; NAS 3350, NASM 1312-18 | ISO 17025, GE S400, Nadcap AC7101/3
5038 | Tension & Tensile Strength Testing - Machined Specimens & Full Size Fasteners | DOD-STD-1312-108; SAE J1199; SAE J1216; BS4A4; BSEN 10002-1, BSEN 10002-5; | n/a
5039 | Tension & Tensile Strength Testing - Machined Specimens & Full Size Fasteners | ASTM A370, ASTM E8, ASTM F606; DOD-STD-1312-108; ISO 898-1, ISO 6892; JIS B1051, JIS J1054; MIL-STD-1312-8; NASM 1312-8; SAE J82, SAE J429, SAE J1199, SAE J1216; BS4A4; BSEN 10002-1, BSEN 10002-5 | ISO 17025, Nadcap AC7101/3
5040 | Youngs Modulus, Tangent Modulus, and Chord Modulus | ASTM E111 | ISO 17025
5041 | Alpha Case Evaluation | Internal SOP, GE P3TF19, GE P3TF32 | ISO 17025, GE S400, Nadcap AC7101/4
5042 | Carburization / Depth of Decarburization / Case Depth | ASTM A490, ASTM A574, | n/a
5043 | Carburization / Depth of Decarburization / Case Depth | ASTM A490, ASTM A574, ASTM B487, ASTM E3, ASTM E384, ASTM E1077, ASTM F835, ASTM G79; ISO 898-1, ISO 898-5, ISO 4507; SAE J78, SAE J121, SAE J419, SAE J423 | ISO 17025, GE S400, Nadcap AC7101/4
5044 | Fractography | various | ISO 17025
5045 | General Metallographic Examination - Including Microetching & Macroetching, Inclusion content of Steel, Grain Size, Depth of Decarburization, Alpha Case, Depth of Diffusion Layers, Depth of Alloy Depletion, Depth of IGO/IGA, General Microstructure/Macrostructure Evaluation, Near-Surface Examination, Surface Contamination | ASTM E407, ASTM E340, ASTM E381, ASTM A604, ASTM E45, ASTM E112, ASTM E930, ASTM E1181, E50TF133, ASTM E1077, ASTM E384, ASTM E384, ARP 1820, Exova LP 4.11 | ISO 17025
5046 | Grain Size / Grain Structure | ASTM E112, ASTM E930, ASTM E1181; ISO 643, E50TF133 | ISO 17025, GE S400
5047 | Inclusion Content | ASTM E45, Parts A & D | ISO 17025, GE S400
5048 | Macroscopic Evaluation / Macroetching | AMS 2380; ASTM A604, ASTM E340, ASTM E381; SAE J123, SAE J1061 | ISO 17025, GE S400, Nadcap AC7101/5
5049 | Microscopic Evaluation / Microetching | AMS 2643; ASTM E407 | ISO 17025, GE S400
5050 | Near Surface Examinations – Alloy Depletion | various | Nadcap AC7101/3
5051 | Near Surface Examinations – Casting (Mold) Reactions | various | Nadcap AC7101/3
5052 | Near Surface Examinations – Nitriding | various | Nadcap AC7101/3
5053 | Near Surface Examinations – Oxidation/Corrosion | various | Nadcap AC7101/3
5054 | Particle Size Distribution of Metal Powders and related Compounds by light scattering | ASTM B822 | n/a
5055 | plating thickness by XRF method |  | n/a
5056 | Recast Evaluation - EDM |  | n/a
5057 | Scanning Electron Microscopy (SEM) | Internal SOP | ISO 17025
5058 | Sieve Analysis of Metal Powders | ATSM B214 | n/a
5059 | Magnetic Particle Inspection (Wet Fluorescent) Temporarily out of service | ASTM E1444; MIL-STD-1949, MIL-STD-271F; T9074-AS-GIB-010/271 | ISO 17025
5060 | Magnetic Permeability - Fasteners (Low-mu Permeability Indicator) | ASTM A342, METHOD 3 ONLY; MIL-I-17214 | ISO 17025
5061 | Apparent Density of Free-Flowing Metal Powders Using the Hall Flowmeter Funnel | ASTM B212 | n/a
5062 | Appearent Density of Non-Free-Flowing Metal Powders Using the Carney Flowmeter Funnel | ASTM B417 | n/a
5063 | Condition samples 5% to 95% Relative Humidity, -22°F to 375°F |  | n/a
5064 | Determination of compacted apparent bulk density | ISO 1068 | n/a
5065 | Flow Rate of Metal Powders Using the Hall Flowmeter Funnel | ASTM B213 | n/a
5066 | Full service Chemical analysis, specifically ICP for powder all Elements plus gasses | Various | n/a
5067 | Full service Metallurical magnifications up to 1000x | Various | n/a
5068 | Magnifications up to 10,000X, EDS capability | Various | n/a
5069 | Particle size analysis — Laser diffraction methods | ISO 13320 | n/a
5070 | Particle Size Distribution of Metal Powders and Related Compounds by Light Scattering | ASTM B822 | n/a
5071 | Sieve Analysis of Metal Powders 45 micron to 800 micron | ASTM B214 | n/a
5072 | Standard Method for Apparent Density of Metal Powders and Compounds Using the Scott Volumeter | ASTM B329 | n/a
5073 | Standard Method for Metal Powder Skeletal Density by Helium or Nitrogen Gas Pycnometry | ASTM B923 | n/a
5074 | Tap Density of Metal Powders and Compounds | ASTM B527 | n/a
5075 | Low Stress Grinding & Polishing | GE P1TF79 | Nadcap AC7101/7
5076 | Preperation of Metallographic Specimens | ASTM E3 | ISO 17025
5077 | Specimen Heat Treatment | Internal SOP | ISO 17025
5078 | Standard Specimen Machining |  | Nadcap AC7101/7
5079 | Metallurgical Evaluation of Welds and Welder Performance |  | Nadcap AC7101/13
5080 | Weld Qualification Testing | AWS D1.2, AWS D17.1 | n/a
5081 | 40 CFR Part 160 | 40 CFR Part 160 | n/a
5082 | Biosolids Testing or Land Applied Bio solids Testing |  | n/a
5083 | Colilert & Heterotrophic Plate Count Methods (Pour Plate) | 40 CFR Part 141; 327 IAC 8-1 & 8-2 | n/a
5084 | Drinking Water Analysis (Chemical Composition) - antimony, arsenic, barium, beryllium, cadmium, chromium, mercury, nickel, selenium, thallium, copper, lead, volatile organic compounds (VOC), vinyl chloride, trihalomethane (THM); cyanide, fluoride, nitrate, nitrite, haloacetic acids (HAA5); 2,4-D; 2,4,5-TP (silvex); alachlor, atrazine, benzo(a)pyrene, carbofuran, chlordane, dalapon; 1,2-dibromo-3-chloropropane (DBCP); di(2-ethylhexyl)adipate, di(2-ethylhexyl)phthalate, dinoseb, diquat; 1,2-dichloroethane (EDB); endothall, endrin, glyphosate, heptachlor, heptachlor epoxide, hexachlorobenzene, hexachlorocyclopentadiene, lindane, methoxychlor, oxamyl (vydate), pentachlorophenol, picloram, simazine, and toxaphene | 40 CFR Part 141; 327 IAC 8-1 & 8-2; IC 4-21.5-3-5; EPA 200.8R5.4, EPA 245.1R3.0, EPA 524.2R4.1 | n/a
5085 | Formulation |  | n/a
5086 | Good Laboratory Practices - GLP Corrosion Characteristics |  | n/a
5087 | Good Laboratory Practices - GLP Storage Stability |  | n/a
5088 | Hazardous Waste Testing & Analysis |  | n/a
5089 | National Pollutant Discharge Elimination System (NPDES) - Testing for Water Pollution Permits |  | n/a
5090 | Phenol testing (paper) |  | n/a
5091 | Sulfates (EPA Method 325.3), VOC, SVO, Herbicide, Pesticide Screen, EPA Method 9038, Chlorides |  | n/a
5092 | TCLP RCRA Metals, DOT Oxidizer, Zinc, pH |  | n/a
5093 | TCLP VOC, SVOC Reactive Cyanide, Flashpoint |  | n/a
5094 | Total Dissolved Solids Content of Drinking Water |  | n/a
5095 | Toxicity Characteristic Leaching Procedure (TCLP) |  | n/a
5096 | Waste Water & Storm Water Testing & Analysis |  | n/a
5097 | Electromagnetic compatibility of multimedia equipment - Immunity requirements | CISPR 35 (2016) | ISO 17025
5098 | [ETSI EN 301 489-29 V2.1.1 (2016-12)] ElectroMagnetic Compatibility (EMC) standard for radio equipment and services; Part 29: Specific conditions for Medical Data Service Devices (MEDS) operating in the 401 MHz to 402 MHz and 405 MHz to 406 MHz bands; Harmonised Standard covering the essential requirements of article 3.1(b) of Directive 2014/53/EU | ETSI EN 301 489-29 V2.2.1 (2019-04) | ISO 17025
5099 | 4G LTE Testing and Certification - FCC and ISED Equipment |  | n/a
5100 | Assessment of electronic and electrical equipment related to human exposure restrictions for electromagnetic fields (0 Hz to 300 GHz) | EN IEC 62311 (2020) | ISO 17025
5101 | Audio/video, information and communication technology equipment - Part 1: Safety requirements | EN IEC 62368-1:2020/AC:2020-05 | ISO 17025
5102 | Electrical Safety Testing |  | ISO 17025
5103 | Electromagnetic compatibility (EMC) - Standard for radio equipment and services; Part 29: Specific conditions for Medical Data Service Devices (MEDS) operating in the 401 MHz to 402 MHz and 405 MHz to 406 MHz bands | EN 301 489-29 V1.1.1 | ISO 17025
5104 | Electromagnetic compatibility (EMC) - (ERM); Base Stations (BS), Repeaters and User Equipment (UE) for IMT-2000 ThirdGeneration cellular networks; Part 11: Harmonized EN for IMT-2000, CDMA Direct Spread (UTRA FDD) (Repeaters) covering the essential | ETSI EN 301 908-11 Y5.2.1 (2011-07) | ISO 17025
5105 | Electromagnetic compatibility (EMC) - (ERM); Radio equipment in the frequency range 9 kHz Lo 315 kHz for Ultra Low Power Active Medical Implants (ULP-AMI) and accessories; Part 2: Harmonized EN covering essential requirements of article 3.2 of the R&TTE Directive | ETSI EN 302 195-2 V1.1. 1 (2004-03) | ISO 17025
5106 | Electromagnetic compatibility (EMC) - 1.6/2.4 GHz Satellite Personal Communications Networks (S-PCN) Mobile Earth Stations (MESs) Technical Requirements and Type Approval Guidelines | IS 2019-0 (September 9, 1998); IS 2019-0 (May 9, 2012) | ISO 17025
5107 | Electromagnetic compatibility (EMC) - 2 GHz Licence-Exempt Persona[ Communications Services (LE-PCS) Devices | RSS-213, Issue 3 (March 2015) | ISO 17025
5108 | Electromagnetic compatibility (EMC) - 2 GHz Personal Communications Services | RSS- 133, Issue 6 (Janauary 2013) | ISO 17025
5109 | Electromagnetic compatibility (EMC) - 2.4GHz Radio-frequency Telecommunications Terminal Equipment Technical Specification | RTTEOI (2007) | ISO 17025
5110 | Electromagnetic compatibility (EMC) - 900 MHz Narrowband Personal Communication Service | RSS- 134, Issue 2 (February 5, 2016) | ISO 17025
5111 | Electromagnetic compatibility (EMC) - AC Wire Carrier Current Devices (Unintentional Radiators) | ICES-006 Issue 2 (2009) | ISO 17025
5112 | Electromagnetic compatibility (EMC) - Access Broadband Over Power Line (Access BPL) Intentional Radiators in 47 CFR FCC Part 15, Subpart G | ANSI C63.10(2013) | ISO 17025
5113 | Electromagnetic compatibility (EMC) - Advanced Wireless Services (A WS) Equipment Operating in the Bands 1710-1780 MHzand 2110-2180 MHz | RSS-139, Issue 3 (July 2015) | ISO 17025
5114 | Electromagnetic compatibility (EMC) - Agreement of VCCI Council -Technical Requirements: V-3/2014.04 (including radiated disturbance > 1 GHz) | Agreement ofVCCI V-3 (2014.04); Agreement ofVCCI V-3 (2015.04) | ISO 17025
5115 | Electromagnetic compatibility (EMC) - Alarm systems - Part 4 - Product family standard: Immunity requirements for components of fire, intruder and social alarm system | EN 50130-4(1995)+A1(1998) & A2(2003) | ISO 17025
5116 | Electromagnetic compatibility (EMC) - Alarm systems. Product family standard. Immunity requirements for components of fire, intruder, hold up, CCTV, access control and social alarm systems | EN 50130-4 (2011) | ISO 17025
5117 | Electromagnetic compatibility (EMC) - Amateur Radio Service in 47 CFR FCC Part 97 | TIA/EIA 603-D (2010) with 47 CFR FCC Part 2 | ISO 17025
5118 | Electromagnetic compatibility (EMC) - American National Standard for Compliance Testing of Transmitters Used in Licensed Radio Services | ANSI C63.26 (2015) | ISO 17025
5119 | Electromagnetic compatibility (EMC) - American National Standard for Testing Unlicensed Wireless Devices | ANSI C63.10-2009 | ISO 17025
5120 | Electromagnetic compatibility (EMC) - American National Standard of Procedures for Compliance Testing of Unlicensed Wireless Devices | ANSI C63.10-2013 | ISO 17025
5121 | Electromagnetic compatibility (EMC) - Base Stations, Repeaters and User Equipment for IMT-2000 Third-Generation cellular networks; Part 1: Harmonized EN for IMT-2000, introduction and common requirements, covering essential requirements of article 3.2 of the R&TTE Directive | ETSI EN 301 908-1 V5.2.1 (2011-05); EN 301 908-1 V6.2.1 (2013-04); ETSI EN 301 908-2 V5.2.1 (2011-07) | ISO 17025
5122 | Electromagnetic compatibility (EMC) - Broadband Public Safety Equipment Operating in the Band 4940-4990 MHz | RSS- 11 , Issue 5 (September 20 14) | ISO 17025
5123 | Electromagnetic compatibility (EMC) - Broadband Radio Access Networks (BRAN); 5 GHz high perfom1ance RLAN; Harmonized EN covering essential requirements of article 3.2 of the R&TTE Directive | ETSI EN 301 893 V1.5.1:2008; ETSIEN301893 V1.6.1 (2011 -11); ETSI EN 301 893 V 1.7 .1 (2012-06); ETSIEN301 893, V1.8.1 (2015-03) | ISO 17025
5124 | Electromagnetic compatibility (EMC) - Cellular Telephone Systems Operating in the Bands 824-849 MHz and 869-894 MHz | RSS-132, Issue 3 (January 2013) | ISO 17025
5125 | Electromagnetic compatibility (EMC) - Cellular Telephones Employing New Technologies Operating in the Bands 824 - 849 MHz and 869 - 894 MHz | RSS- 132, Issue 3 (January 2013) | ISO 17025
5126 | Electromagnetic compatibility (EMC) - Citizens Broadband Radio Services in 47 CFR FCC Part 96 | TIA/EIA 603-D (2010) with 47 CFR FCC Part 2 | ISO 17025
5127 | Electromagnetic compatibility (EMC) - Compliance measurement procedures for unlicensed-national infonnation infrastructure devices operating in the 5250-5350 MHz and 5470-5725 MHz bands incorporating dynamic frequency selection | FCC KDB 905462 (May 15, 2015); FCC KDB 905462 (April 8, 2016) | ISO 17025
5128 | Electromagnetic compatibility (EMC) - Conducted Emissions, Voltage Flicker | IEC/EN 61000-3-3 (1995) + A1 (2001)+ A2 (2005) | ISO 17025
5129 | Electromagnetic compatibility (EMC) - Confonnity Assessment Procedure for Electromagnetic Susceptibility; with KN 14-2 (Annex 4); K only | KN 14-2 (Annex 4) RRA Announce 2013-25(June 17, 2013) | ISO 17025
5130 | Electromagnetic compatibility (EMC) - Conformity Assessment Procedure for Electromagnetic Susceptibility (K only) | KN 60601-1-2 (Annex 2), RRA 2012-22, K only (Jun. 28, 2012); KN 60601-1-2 (Annex 2), RRA 2013-25, K only (Jun. 17, 2013) | ISO 17025
5131 | Electromagnetic compatibility (EMC) - Conformity Assessment Procedure of Radio Equipment (K only) | RRA Announce 2011 -32, K only (Dec 27, 2011); RRA Announce 2014-90 (Dec. 23, 2014); RRA Announce 2015-135 (Jan. 5, 2016); K only; RRA Announce 2015-81 (Sep. 30, 2015); Korea only; RRA Announce 2013-33, (Jul 26, 2013); Korean only | ISO 17025
5132 | Electromagnetic compatibility (EMC) - Devices using Ultra-Wideband (UWB) Technology | RSS-220, Issue 1 (March 2009) | ISO 17025
5133 | Electromagnetic compatibility (EMC) - Digital Transmission Systems (DTSs), Frequency Hopping Systems (FHSs) and LicenceExempt Local Area Network (LE-LAN) Devices | RSS-247, Issue 1 (May 2015) | ISO 17025
5134 | Electromagnetic compatibility (EMC) - Electrical equipment for measurement, control and laboratory use | EN 61326-1(2006); EN 61326-1 (2013) | ISO 17025
5135 | Electromagnetic compatibility (EMC) - Electrical equipment for measurement, control and laboratory use - Part 2-6: Particular requirements - In vitro diagnostic (IVD) medical equipment | IEC 61326-2-6 Ed. 2.0 (2012) | ISO 17025
5136 | Electromagnetic compatibility (EMC) - Electrical equipment for measurement, control and laboratory use Part 1: General requirements | IEC 61326-1 Ed. 2.0 (2012) | ISO 17025
5137 | Electromagnetic compatibility (EMC) - Electrical equipment for measurement, control and laboratory use. EMC requirements. Particular requirements. In vitro diagnostic (IVD) medical equipment | EN 61326-2-6 (2006) and IEC 61326-2-6 (2005) | ISO 17025
5138 | Electromagnetic compatibility (EMC) - Electrical equipment for measurement, control and laboratory use. Particular requirements. In vitro diagnostic (IVD) medical equipment | EN 61326-2-6 (2013) | ISO 17025
5139 | Electromagnetic compatibility (EMC) - Electrical equipment for measurement, control and laboratory use. Particular requirements. Test configuration, operational conditions and performance criteria for transducers with integrated or remote signal conditioning | EN 61326-2-3 (2013) | ISO 17025
5140 | Electromagnetic compatibility (EMC) - Electromagnetic Compatibility and Electrical Safety - General Criteria for Network Telecommunications Equipment | GR-1089-CORE, Issue 4 (June 2006) | ISO 17025
5141 | Electromagnetic compatibility (EMC) - Electromagnetic compatibility and Radio spectrum Matters (ERM): Short range devices; Radio equipment to be used in the 1 GHz to 40 GHz frequency range; Part l: Technical characteristics and test methods | ETSI EN 300 440-1 V1.6.1 (2010-08) | ISO 17025
5142 | Electromagnetic compatibility (EMC) - Electromagnetic compatibility and Radio spectrum Matters (ERM); Radio Frequency Identification Equipment operating in the band 865 MHz to 868 MHz with power levels up to 2 Wand in the band 915 MHz to 921 MHz with power levels up to 4 W; Part I: Technical requirements and methods of measurement | ETSI EN 302 208-1 V2. 1. 1 (2015-02) | ISO 17025
5143 | Electromagnetic compatibility (EMC) - Electromagnetic compatibility and Radio spectrum Matters (ERM); Radio Frequency Identification Equipment operating in the band 865 MHz to 868 MHz with power levels up to 2 Wand in the band 915 MHz to 921 MHz with power levels up to 4 W; Part 2: Harmonized EN covering the essential requirements of article 3.2 of the R&TIE Directive | ETSI EN 302 208-2 V2.1.1 (2015-02) | ISO 17025
5144 | Electromagnetic compatibility (EMC) - Electromagnetic compatibility and Radio spectrum Matters (ERM); Short range devices;mRadio equipment to be used in tbe 1 GHz to 40 GHz frequency range; Part 2: Hannonized EN under article 3.2 of the R&TTE Directive | ETSI EN 300 440-2 v 1.4. 1 (2010-08) | ISO 17025
5145 | Electromagnetic compatibility (EMC) - Electromagnetic compatibility and Radio spectrum Matters (ERM); Telecommunication network equipment; ElectroMagnetic Compatibility (EMC) requirements | ETSI EN 300 386 VI .5.1 (2010-10); ETSI EN 300 386 V 1.6.1 (2012--09) | ISO 17025
5146 | Electromagnetic compatibility (EMC) - Electromagnetic compatibility of multimedia equipment - Immunity Requirements | KN 35:2015 (Annex 15) | ISO 17025
5147 | Electromagnetic compatibility (EMC) - Electromagnetic compatibility of multimedia equipment. Emission requirements | EN 55032 (2012-05) | ISO 17025
5148 | Electromagnetic compatibility (EMC) - Electromagnetic compatibility of multimedia equipment. Emission requirements | EN 55032 (2015) + AC (2016) | ISO 17025
5149 | Electromagnetic compatibility (EMC) - Electromagnetic Disturbance Characteristics of Industrial, Scientific, and Medical (ISM) Radio-Frequency Equipment | HKCA 1007, Issue 5 (March 2012) | ISO 17025
5150 | Electromagnetic compatibility (EMC) - Electromagnetic Disturbance Characteristics of Industrial, Scientific, and Medical (ISM) Radio-Frequency Equipment | HKTA 1007, Issue 5 (March 2012) | ISO 17025
5151 | Electromagnetic compatibility (EMC) - Electromagnetic Disturbance Characteristics of Industrial, Scientific, and Medical (ISM) Radio-Frequency Equipment | HKTA 1007, Issue 5 (March 2012) | ISO 17025
5152 | Electromagnetic compatibility (EMC) - EMC and Electrical Safety - Criteria for Network Telecom Equipment (sections 2.1 , 2.2, 3.2, 3.2.3, 3.2.4, 3.3, 3.3.1 , 4.5, 4.5A, 5.2, 5.3, 6.0, 8.0, 9.0, 10.0) | GR- 1089-CORE, Issue 5 (August 2009) | ISO 17025
5153 | Electromagnetic compatibility (EMC) - Emergency Alert System (EAS) | ANSI C63.4 (2009) with FCC Method - 47 Part 11. | ISO 17025
5154 | Electromagnetic compatibility (EMC) - Emergency Position Indicating Radio Beacons (EPIRB), Emergency Locator Transmitters (ELT), Personal Locator Beacons (PLB), and Maritime Survivor Locator Devices (MSLD) | RSS-287, Issue 2 (March 6, 2014) | ISO 17025
5155 | Electromagnetic compatibility (EMC) - Equipment to be subject of Test Procedure for Electromagnetic Field Strength and Specific Absorption Rate | MSIP Public Notification 2013-119 (Aug 29, 2013); K only | ISO 17025
5156 | Electromagnetic compatibility (EMC) - Equipment to be subject of Test Procedure for Electromagnetic Field Strength and Specific Absorption Rate (SAR) | KCC Public Notification 2011-10, K only (Jan. 26, 2011) | ISO 17025
5157 | Electromagnetic compatibility (EMC) - Equipment to be subject of Test Procedure for Electromagnetic Field Strength and Specific Absorption Rate; Korea only | MSlP Public Notification 2015-17 (Mar. 25 2015); K only | ISO 17025
5158 | Electromagnetic compatibility (EMC) - ERM; Base Stations (BS), Repeaters and User Equipment (UE) for IMT-2000 ThirdGeneration cellular networks; Part 13: Harmonized EN for IMT-2000, Evolved Universal Terrestrial Radio Access (E-UTRA) (UE) covering the essential requirements of | ETSI EN 301 908-13 V4.2.1 (2010-03) | ISO 17025
5159 | Electromagnetic compatibility (EMC) - ERM; Cordless Audio Devices in the Range 25 MHz to 2,000 MHz. Part 2: Harmonized EN covering essential requirements of3.2 of the R&TTE Directive | ETSI EN 301 357-2 v1.4.1 (2007-12) | ISO 17025
5160 | Electromagnetic compatibility (EMC) - ERM; Cordless Audio Devices in the Range 25 MHz to 2,000 MHz; Part 1: Technical Characteristics and Test Methods | ETSI EN 301 357-1 V1.4.1 (2008-1 1) | ISO 17025
5161 | Electromagnetic compatibility (EMC) - ERM; ElectroMagnetic Compatibility (EMC) standard for radio equipment and services; Part 29: Specific conditions for Medical Data Service Devices (MEDS) operating in the 401 MHz to 402 MHz and 405 MHz to 406 MHz bands | EN301489-29V1.1.1 | ISO 17025
5162 | Electromagnetic compatibility (EMC) - ERM; EMC standard for radio equipment and services; Part 27: Specific conditions for Ultra Low Power Active Medical Implants (ULP-AMI) and related peripheal devices (ULP-AMl-P) | ETSI EN 301 489-27 Vl.1.1 (2004-06) | ISO 17025
5163 | Electromagnetic compatibility (EMC) - ERM; EMC standard for radio equipment and services; Part 9: Specific conditions for wireless microphones, similar Radio Frequency (RF) audio link equipment, cordless audio and in-ear monitoring devices | ETSI EN 301 489-9 v 1.4.1 (2007-11) | ISO 17025
5164 | Electromagnetic compatibility (EMC) - ERM; Land Mobile Service: Radio equipment for analogue and/or digital communication and operating on narrow band channels and having an antenna connector; Part I: Technical characteristics and methods of measurement | ETSI EN 301 166-1 V1.3.2 (2009-11) | ISO 17025
5165 | Electromagnetic compatibility (EMC) - ERM; Land Mobile Service; Radio equipment for analogue and/or digital communication and operating on narrow band channels and having an antenna connector; Part 2: Harmonized EN covering essential requirements m1der article 3.2 of the R&TTE | ETSI EN 301 166-2 V1.2.2 (2008-08); ETSI EN 301 166-2 V 1.2.3 | ISO 17025
5166 | Electromagnetic compatibility (EMC) - ERM; Radio equipment in the frequency range 402 MHz to 405 MHz for Ultra Low Power Active Medical Implants and Accessories; Part 2: Harmonized EN covering essential requirements of article 3.2 of the R&TTE Directive | ETSI EN 301 839-1 VL3.1 (2009-10); ETSI EN 301 839-2 v1.3. 1 | ISO 17025
5167 | Electromagnetic compatibility (EMC) - ERM; Radio equipment in the frequency range 402 MHz to 405 MHz for Ultra Low Power Active Medical Implants and Accessories; Part 2: Harmonized EN covering essential requirements of article 3.2 of the R&TTE Directive | ETSI EN 301 839-2, v1.2.1 (2007-07) | ISO 17025
5168 | Electromagnetic compatibility (EMC) - ERM; Radio equipment in the frequency range 9kHz to 3 l 5kHz for Ultra Low Power Active Medical implants (ULP-AMI) and accessories; Part l: Technical characteris.tics and test methods | EN 302 195-1 V1.1.1 (2004-03) | ISO 17025
5169 | Electromagnetic compatibility (EMC) - ERM; RF Identification Equipment operating in the band 865 MHz 868 MHz with power levels up to 2 W; Part 1: Technical requirements and met11ods of measurement | ETSI EN 302 208-1 V1.3.1 (2010-02); ETSI EN 302 208-1 V1 .4. 1 (2011-11) | ISO 17025
5170 | Electromagnetic compatibility (EMC) - ERM; RF Identification Equipment operating in the band 865 MHz -868 MHz with power levels up to 2 W; Part 2: Hanuonized EN under Article 3.2 of the R&TIE Directive | ETSI EN 302 208-2 Vl.4.1 (201 1-1 1) | ISO 17025
5171 | Electromagnetic compatibility (EMC) - ERM; RF Identification Equipment operating in the band 865 MHz 868 MHz with power levels up to 2 W; Part 2: Harmonized EN under Article 3.2 of the R&TTE Directive | EN 302 208-2 v 1.2.1 (2008-04) | ISO 17025
5172 | Electromagnetic compatibility (EMC) - ERM; Short Range Devices (SRD); Radio Equipment in the Frequency Range 9kHz to 30 MHz; Part 2: Harmonized EN Under Article 3.2 of the R&TTE Directive | ETSI EN 300 330-2 V1.5.1 (2010-02) | ISO 17025
5173 | Electromagnetic compatibility (EMC) - ERM; Short Range Devices (SRD); Radio Equipment in the frequency Range 9kHz to 30 MHz; Part 2: Harmonized EN Under Article 3.2 of the R&TTE Directive | ETSI EN 300 330-2 V1.3.1 (2006-04) | ISO 17025
5174 | Electromagnetic compatibility (EMC) - ERM; Short Range Devices (SRD); Radio Equipment in the Frequency Range 9kHz to 30 MHz; Part 2: Harmonized EN Under Article 3.2 of the R&TTE Directive | ETSI EN 300 330-2 V1.6.1 (2015-03) | ISO 17025
5175 | Electromagnetic compatibility (EMC) - ERM; Short Range Devices (SRD); Radio equipment to be used in the 25 MHz to 1000 MHz frequency range with power levels ranging up to 500 mW; Part 2: Harmonized EN covering essential requirements under article 3.2 of the R&TTE Directive | ETSI EN 300 220-2 V2.4.1 (2012-05); EN 300 422-1 V2.1.1 | ISO 17025
5176 | Electromagnetic compatibility (EMC) - ERM; Short Range Devices; Close Range Inductive Data Communication equipment operating at 13,56 MHz - Part 2: Harmonized EN covering essential requirements of Article 3(2) of the R&TTE Directive | EN 302 291-2, v 1. 1.1 | ISO 17025
5177 | Electromagnetic compatibility (EMC) - ERM; Short Range Devices; Radio Equipment in the Frequency Range 9kHz to 25 MHz and Inductive Loop Systems in the Frequency Range 9kHz to 30 MHz; Part 1: Technical Characteristics and Test Methods | ETSI EN 300 330-1 V1.7.1 (2010-02) | ISO 17025
5178 | Electromagnetic compatibility (EMC) - ERM; Short Range Devices; Radio Equipment in the Frequency Range 9kHz to 25 MHz and Inductive Loop Systems in the Frequency Range 9kHz to 30 MHz; Part l: Technical Characteristics and Test Methods | ETSI EN 300 330-1 V1.8.1 (2015-03) | ISO 17025
5179 | Electromagnetic compatibility (EMC) - ERM; Short Range Devices; Radio Equipment to be used in the 25MHz to 1,000 MHz Frequency Range with Power Levels Ranging up to 550 mW; Part 2: Supplementary Parameters Not Intended for Confonnity Purposes | ETSI EN 300 220-2 V2.1.2 (2007-06); EN 300 422-1 V2.1.1 | ISO 17025
5180 | Electromagnetic compatibility (EMC) - ERM; Wideband Transmission Systems; Data transport equipment operating in the 2.4 GHz ISM band and using wide band modulation techniques; Harmonized EN covering essential requirements under article 3.2 of the R&TTE Directive | ETSI EN 300 328 V 1. 7.1 (2006-10); ETSI EN 300 328 V 1.8. 1 (2012-Q6); ETSI EN 300 328 V1.9.1 (2015-Q2) | ISO 17025
5181 | Electromagnetic compatibility (EMC) - Experimental Radio, Auxiliary, Special Broadcast and Other Program Distributional Services in 47 CFR FCC Part 74 | TIA/EIA 603-D (2010) with 47 CFR FCC Part 2 | ISO 17025
5182 | Electromagnetic compatibility (EMC) - FCC Methods of Measurement of Radio Noise Emissions for ISM Equipment (cited in 47 CFR FCC Part 18 - Industrial, Scientific, and Medical Equipment) | FCC OST/MP-5 (1986) | ISO 17025
5183 | Electromagnetic compatibility (EMC) - Field Disturbance Sensors in the Bands 46.7-46.9 GHz (Vehicular Radar) and 76-77 GHz (Vehicular and Airport Fixed Radar) | RSS-251, Issue 1 (Nov. 2014) | ISO 17025
5184 | Electromagnetic compatibility (EMC) - Fixed Wireless Access Equipment Operating in the Band 953-960 MHz | RSS- 194, Issue 1 (October 2007) | ISO 17025
5185 | Electromagnetic compatibility (EMC) - For technical peformance matters using AS/NZS 4268 | ACMA (Short Range Devices) Standard 2004, +Al, +A2 (2013); ACMA Radiocommunications (Short Range Devices) Standard 2014 | ISO 17025
5186 | Electromagnetic compatibility (EMC) - General Mobile Radio Services in 47 CFR FCC Parts 22 (non-cellular), 90 (nonmicrowave), 95, 97 and 101 (non-microwave) | TIA/EIA 603-D (2010) with 47 CFR FCC Part 2 | ISO 17025
5187 | Electromagnetic compatibility (EMC) - General Mobile Radio Services in 47 CFR FCC Parts 73 | TINElA 603-C (2004) with 47 CFR FCC Part 2 | ISO 17025
5188 | Electromagnetic compatibility (EMC) - General Mobile Radio Services in 47 CFR Parts 22 (non-cellular), 74, 90, 95, and 97 | TIA/EIA 603-C (2004) with 47 CFR Prut 2 | ISO 17025
5189 | Electromagnetic compatibility (EMC) - General Radio Service Equipment Operating in the Band 26.960 to 27.410 MHz (Citizens Band) | RSS-236, Issue 1 (September 2012) | ISO 17025
5190 | Electromagnetic compatibility (EMC) - General Requirements for Compliance of Radio Apparatus | RSS-Gen, Issue 4 (November 2014); RSS-Gen, Issue 5 (April 2018) + Amendment 1 (March 2019) | ISO 17025
5191 | Electromagnetic compatibility (EMC) - Generic standards. Emission standard for residential, commercial and light-industrial environments | EN 61000-6-3 (2007) + Al (2011) | ISO 17025
5192 | Electromagnetic compatibility (EMC) - Global System for Mobile communications (GSM); Hannonized EN for Base Station Equipment covering the essential requirements of article 3.2 of the R&TIE Directive | ETSI EN 301 502 v9 .2.1 (2010-10); ETSI EN 301 502 v10.2. 1 (2012- 11); ETSI EN 301 502 v 11. 1.1 (2014-07); EN 301 51 1 V9.0.2 (2003-03) | ISO 17025
5193 | Electromagnetic compatibility (EMC) - GSM900 and DCS 1800 Radio Terminal Equipment Technical Specifications | PLMNOI (2007); PLMNOI (2012) | ISO 17025
5194 | Electromagnetic compatibility (EMC) - Guidelines for Compliance Testing of Unlicensed National Information Infrastructure (UNJI) Devices PART 15, SUBPARTE | FCC KDB 789033 (June 6, 2014); FCC KDB 789033 (April 8, 2016) | ISO 17025
5195 | Electromagnetic compatibility (EMC) - IDB 20040420-001 with 47 CFR FCC Part 15, Subpart C: Intentional Radiators | ANSI C63.4 (2003) and Millimeter Wave Test Procedures; ANSI C63.4 (2009) | ISO 17025
5196 | Electromagnetic compatibility (EMC) - Implants for surgery -- Active implantable medical devices -- Part 4: Implantable infusion pumps Section 27 | ISO 14708-4:2008 | ISO 17025
5197 | Electromagnetic compatibility (EMC) - IMT cellular networks; Hannonized EN covering the essential requirements of article 3.2 of the R&TTE Directive; Part 15: Evolved Universal Terrestrial Radio Access (E-UTRA FDD) (Repeaters) | EN 301 908-15 V5.2.1 | ISO 17025
5198 | Electromagnetic compatibility (EMC) - IMT cellular networks; Harmonized EN covering article 3.2 of the R&TTE Directive; Part 13: Evolved Universal Terrestrial Radio Access (E'UTRA) User Equipment (UE) | ETSI EN 301 908-13 V6.2.1 (2013-10) | ISO 17025
5199 | Electromagnetic compatibility (EMC) - IMT cellular networks; Harmonized EN covering the essential requirements of article 3.2 of the R&TTE Directive; Part I: Introduction and! common requirements | ETSI EN 301 908-1 V7 .1.1 (2015-03) | ISO 17025
5200 | Electromagnetic compatibility (EMC) - IMT cellular networks;Harmonized EN covering the essential requirements of article 3.2 of the R&TTE Directive;Part 2: CDMA Direct Spread (UTRA FDD) User Equipment (UE) | ETSI EN 301 908-2 V6.2.1 (2013-04) | ISO 17025
5201 | Electromagnetic compatibility (EMC) - Industrial trucks | EN 12895 (2000) | ISO 17025
5202 | Electromagnetic compatibility (EMC) - Industrial, scientific and medical (ISM) radio frequency equipment - Electromagnetic disturbance characteristics - Limits and methods of measurement | AS/NZS CISPR 11 (2011); IEC/CISPR 11, Ed. 4. 1 (2004-06) + A2 (2006); EN 550 11 (2007) + A2 (2007); EN 550 11 (2009) + Al (2010) | ISO 17025
5203 | Electromagnetic compatibility (EMC) - Industrial, Scientific and Medical (ISM) Radio Frequency Generators | ICES-001 Issue 4 (2006) | ISO 17025
5204 | Electromagnetic compatibility (EMC) - Industrial, scientific and medical equipment - Radio-frequency disturbance characteristics - Limits and methods of measurement | IEC/CISPR 11 Ed. 6.0 (2015); IEC/CISPR 11 Ed 5 (2009-05) + A1 (2010) | ISO 17025
5205 | Electromagnetic compatibility (EMC) - Information technology equipment - Immunity characteristics - Limits and methods of measurement | IEC/CISPR 24 ( 1997) and EN 55024(1998)+A1(2001 ), A2(2003); EN 55024 (20 l 0) | ISO 17025
5206 | Electromagnetic compatibility (EMC) - Information technology equipment - Immunity characteristics - Limits and methods of measurements | SI 961 part 6.2 | ISO 17025
5207 | Electromagnetic compatibility (EMC) - Information technology equipment - Radio disturbance characteristics - Limits and methods of measurement | EN 55022 (2006) + A1 (2007); EN 55022 (1998) + A I (2000) + A2(2003); EC/ClSPR 22, Edition 5 (2005) + A1 (2005) + A2 (2006) | ISO 17025
5208 | Electromagnetic compatibility (EMC) - Information technology equipment - Radio disturbance characteristics - Limits and methods of measurement | AS/NZS CISPR 22 (2009); AS/NZS CISPR 22 (2009) +A1 (2010); TCVN 7189:2009 (CISPR 22:2006) | ISO 17025
5209 | Electromagnetic compatibility (EMC) - Information technology equipment - Safety - Part 1: General requirements | CAN/CSA-C22.2 NO. 60950-1A-07 (R2016) | ISO 17025
5210 | Electromagnetic compatibility (EMC) - Information technology equipment - Safety - Part 1: General requirements | CAN/CSA-C22.2 NO. 61010-1-12 (R2017) | ISO 17025
5211 | Electromagnetic compatibility (EMC) - Information technology equipment - Safety - Part 1: General requirements | CSA C22.2 No. 60950-1B-07 (R2016) | ISO 17025
5212 | Electromagnetic compatibility (EMC) - Information technology equipment - Safety - Part 1: General requirements | IEC 60950-1 Ed. 2.2 (2013) | ISO 17025
5213 | Electromagnetic compatibility (EMC) - Information Technology Equipment (ITE) - Limits and methods of measuremen | ICES-003 Issue 5 (2012); ICES-003 Issue 6 (2016) | ISO 17025
5214 | Electromagnetic compatibility (EMC) - Information technology equipment. Radio disturbance characteristics. Limits and methods of measurement | EN 55022 (2010) | ISO 17025
5215 | Electromagnetic compatibility (EMC) - Land and Coast Station Transmitters Operating in the 200 - 535 kHz Band | RSS-117, Issue 3 (January, 2016) | ISO 17025
5216 | Electromagnetic compatibility (EMC) - Land Mobile and Fixed Equipment Operating in the Frequency Range 27.41-960 MHz | RSS-119, Issue 12 (May 2015) | ISO 17025
5217 | Electromagnetic compatibility (EMC) - Licence-exempt Radio Apparatus (All Frequency Bands): Category I Equipment | RSS-210, Issue 8 (December 2010); RSS-210, Issue 8 (December 20 I 0) + A1 (February 2015) | ISO 17025
5218 | Electromagnetic compatibility (EMC) - Licence-Exempt Radio Apparatus: Category II Equipment | RSS-310, Issue 4 (July 2015) | ISO 17025
5219 | Electromagnetic compatibility (EMC) - Licensed Low-Power Radio Apparatus | RSS-123, Issue 3, (February 2015) | ISO 17025
5220 | Electromagnetic compatibility (EMC) - Licensed signal boosters and amplifiers | FCC KDB 935210 (April 8, 2016) | ISO 17025
5221 | Electromagnetic compatibility (EMC) - Limits and methods of measurement of radio disturbance characteristics of electrical lighting and similar equipme1it | BS EN 55015 (2006) + A2 (2009) | ISO 17025
5222 | Electromagnetic compatibility (EMC) - Limits and methods of measurement of radio disturbance characteristics of electrical lighting and similar equipment | EN 55015 (2013) | ISO 17025
5223 | Electromagnetic compatibility (EMC) - Limits and Methods of Measurement of Radio Interference Characteristics of lnformation Technology Equipment | CNS 13438 (2006) (up to 6GHz); lEC/ClSPR 22 Ed. 6.0 (2008-09) | ISO 17025
5224 | Electromagnetic compatibility (EMC) - Limits and methods of measurements of radio disturbance characteristics of electrical lighting and similar equipment | CISPR 15 (2009) | ISO 17025
5225 | Electromagnetic compatibility (EMC) - lnformation technology equipment - Radio frequency interference characteristics-Limits and methods of measurements | SI 961 part 6.1 | ISO 17025
5226 | Electromagnetic compatibility (EMC) - Low-power Radio-frequency Devices Technical Specifications | LP 0002 (June 2011) | ISO 17025
5227 | Electromagnetic compatibility (EMC) - Maritime and Aviation Radio Services in 47 CFR FCC Parts 80 and 87 | TIA/EIA 603-D (2010) with 47 CFR FCC Part 2 | ISO 17025
5228 | Electromagnetic compatibility (EMC) - Maritime and Aviation Radio Services in 47 CFR Parts 80 and 87 | TIA/EIA 603-C (2004) with 47 CFR Part 2 | ISO 17025
5229 | Electromagnetic compatibility (EMC) - Maritime navigation and radiocommunication equipment and systems - General requirements - Methods of testing and required test results | EN 60945 (2002) and IEC 60945 (2002) | ISO 17025
5230 | Electromagnetic compatibility (EMC) - MEASUREMENT GUIDANCE FOR CERTIFICATION OF LICENSED DIGIT AL TRANSMITTERS | FCC KDB 971 E68 (October 17, 2014); FCC KDB 971 E68 (January 6, 2016) | ISO 17025
5231 | Electromagnetic compatibility (EMC) - Measuring relays and protection equipment - Part 26 | IEC 60255-26 (2013-05) | ISO 17025
5232 | Electromagnetic compatibility (EMC) - Medical Devices Operating in the 401-406 MHz Frequency Band | RSS-243, Issue 3, (February 2010) | ISO 17025
5233 | Electromagnetic compatibility (EMC) - Medical Devices Operating in the Band 413-457 MHz | RSS-244, Issue 1(June2013) | ISO 17025
5234 | Electromagnetic compatibility (EMC) - Medical electrical equipment - Part 1-2: General requirements for safety - Collateral standard: Requirements and tests | IEC 60601-1-2, Ed 2.1 (2004-11) & EN 60601 - 1-2 (2002); IEC 60601-1-2, Ed. 3.0 (2007); JEC 60601-1-2, Ed. 4, (20 14-02); EN 60601 - 1 -2 (2007) | ISO 17025
5235 | Electromagnetic compatibility (EMC) - Medical electrical equipment - Part 2-25: Particular requirements for the basic safety and essential performance of electrocardiographs | IEC 60601-2-25 ed 2.0, (2011-10), Clause 202 | ISO 17025
5236 | Electromagnetic compatibility (EMC) - Medical electrical equipment - Part 2-27: Particular requirements for the safety, including essential Performance, of electrocardiographic monitoring equipment | EN 60601-2-27:2006; lEC 60601-2-27 ed3.0 (2011), Clause 202 | ISO 17025
5237 | Electromagnetic compatibility (EMC) - Medical electrical equipment - Part 2-31: Particular requirements for the basic safety and essential Performance of external cardiac pacemakers with internal power source | IEC 60601-2-3 1 (2008) + Al (2011) | ISO 17025
5238 | Electromagnetic compatibility (EMC) - Medical electrical equipment - Part 2-37: Particular requirements for the safety of ultrasonic medical diagnostic and monitoring equipment | EN 60601-2-37 (2008) | ISO 17025
5239 | Electromagnetic compatibility (EMC) - Medical electrical equipment - Part 2-4: Particular requirements for the basic safety and essential performance of cardiac defibrillators | IEC 60601-2-4 ed3.0 (2010), Clause 202; EN 60601-2-4 (2003), Clause 202 | ISO 17025
5240 | Electromagnetic compatibility (EMC) - Medical electrical equipment - Part 2-47: Particular requirements for the basic safety and essential performance of ambulatory electrocardiographic systems | IEC 60601-2-47 Ed. 2.0 (2012-02), Clause 202 | ISO 17025
5241 | Electromagnetic compatibility (EMC) - Medical electrical equipment - Particular requirements for the basic safety and essential performance of pulse oximeter equipment for medical use | ISO 9919 ed2.0 (2005), Clause 36 | ISO 17025
5242 | Electromagnetic compatibility (EMC) - Medical Electrical Equipment & System Electromagnetic Immunity Test for RFID Readers | AIM 7351731 (2017) | ISO 17025
5243 | Electromagnetic compatibility (EMC) - Medical Electrical Equipment Part 2-26: Particular Requirements for the Safety of Electroencephalographs | lEC 60601-2-26 (2003); EN 60601-2-26 (2003); IEC 60601-2-26, Ed. 2.0 (2002-11); lEC 60601-2-26 ed3.0 (2012-05) | ISO 17025
5244 | Electromagnetic compatibility (EMC) - Medical electrical equipment. Part 1-General requirements for basic safety and essential performance | CAN/CSA-C22.2 NO. 60601-1:14 | ISO 17025
5245 | Electromagnetic compatibility (EMC) - Medical electrical equipment. Part 1-General requirements for basic safety and essential performance | EN 60601-1 (2006) + A12 (2014) | ISO 17025
5246 | Electromagnetic compatibility (EMC) - Medical electronic equipment Part 2-24: Particular requirements for the safety of infusion pumps and controllers | EN 60601-2-24 ( 1998) | ISO 17025
5247 | Electromagnetic compatibility (EMC) - Memorandum Opinion and Order, Appendix, ET Docket No. 03-122- June 30, 2006 with 47 CFR FCC Part 15, Subpart E: Intentional Radiators. | Dynamic Frequency Selection (DFS): June 2006 | ISO 17025
5248 | Electromagnetic compatibility (EMC) - Method of Measurement for Radio Transmitter for Use in the Land Mobile Service | HK.TA I046, Issue 3 (September 2008) | ISO 17025
5249 | Electromagnetic compatibility (EMC) - Method of Measurement for Radio Transmitter for Use in the Land Mobile Service | HKCA 1046, Issue 3 (September 2008) | ISO 17025
5250 | Electromagnetic compatibility (EMC) - Method of Measurement for Radio Transmitter for Use in the Land Mobile Service | HKTA I046, Issue 3 (September 2008) | ISO 17025
5251 | Electromagnetic compatibility (EMC) - Microwave and Millimeter Bands Radio Services in 47 CFR FCC Parts 25, 74, 90 (90Y, 90Z, DSRC) and 101 | TIA/EIA 603-D (2010) with 47 CFR FCC Part 2 | ISO 17025
5252 | Electromagnetic compatibility (EMC) - Microwave Radio Services in 47 CFR Parts 21, 27, 74, and 101 | TIA/EIA 603-C (2004) with 47 CFR Part 2 | ISO 17025
5253 | Electromagnetic compatibility (EMC) - Microwave Radio Services in 47 CFR Parts 27, 74, and 101 | TIA/EIA 603-C (2004) with 47 CFR Part 2 | ISO 17025
5254 | Electromagnetic compatibility (EMC) - Mobile Broadband Services (MBS) Equipment Operating in the Frequency Bands 698-756 MHz and 777-787 MHz | RSS- 131, Issue 2 (July 2003) | ISO 17025
5255 | Electromagnetic compatibility (EMC) - Mobile Data Radio Terminal Equipment Technical Specifications | PLMNOS (2003); PLMN05 (2007) | ISO 17025
5256 | Electromagnetic compatibility (EMC) - Mobile Earth Stations (MESs) and Ancillary Terrestrial Component (ATC) EquipmentOperating in the Mobile-Satellite Service (MSS) Bands | RSS-170, Issue 3 (July 2015) | ISO 17025
5257 | Electromagnetic compatibility (EMC) - Mobile Radio Services in 47 CFR FCC Parts 22 (cellular), 24, 25, 26, and 27 | TIA/EIA 603-D (2010) with 47 CFR FCC Part 2 | ISO 17025
5258 | Electromagnetic compatibility (EMC) - Multimedia equipment - Emission requirements | CISPR 32, Ed. l (2012-01); EN 55032 (2012-05); AS/NZS CISPR 32 (2013); CISPR 32 (2015); AS/NZS CISPR 32 (2015) | ISO 17025
5259 | Electromagnetic compatibility (EMC) - Multipoint and Point-to-Point Communication Systems (MCS) in the Fixed ServiceOperating in the 2, 150 - 2, 160 MHz, 2,500 - 2,596 MHz and 2,686 - 2,690 MHz Bands | RSS-193, Issue l (July 2003) | ISO 17025
5260 | Electromagnetic compatibility (EMC) - Narrowband Multipoint Communication Systems in the Band 1429.5-1432 MHz | RSS-142, Issue 5 (April 2013) | ISO 17025
5261 | Electromagnetic compatibility (EMC) - National technical regulation on 800 MHz CDMA 2000-1 mobile station | QCVN 13:2010 / BTTIT | ISO 17025
5262 | Electromagnetic compatibility (EMC) - National technical regulation on General ElectroMagnetic Compatibility for Radio Communications Equipment | QCVN 18:2010 / BTTIT; QCVN 18 (2014): BTTTT | ISO 17025
5263 | Electromagnetic compatibility (EMC) - National technical regulation on GSM mobile station | QCVN 12 (20 15): BTTTT | ISO 17025
5264 | Electromagnetic compatibility (EMC) - National technical regulation on GSM mobile stations (Phase 2 and 2) | QCVN 12:2010 / BTTIT | ISO 17025
5265 | Electromagnetic compatibility (EMC) - National technical regulation on Mobile Stations for W-CDMA FDD | QCVN 15:2010 / BTTIT; QCVN 16:2010 / BTTIT | ISO 17025
5266 | Electromagnetic compatibility (EMC) - National Technical Regulation on Radio Access Equipment Operating in 5 GHz Band | QCVN 65:2013/BTITT | ISO 17025
5267 | Electromagnetic compatibility (EMC) - National technical regulation on W-CDMA FDD mobile station | QCVN 15 (20 15): BTTTT | ISO 17025
5268 | Electromagnetic compatibility (EMC) - Part 2-3: Particular requirements - Test configuration, operational conditions and performance criteria for transducers with integrated or remote signal conditioning | EN 61326-2-3 (2006-08) | ISO 17025
5269 | Electromagnetic compatibility (EMC) - PART 3- 12: Limits for hannonic currents produced by equipment connected to public low-voltage systems with input current greater than 16A and less than or equal to 75A | EN 61000-3-12 (2011) | ISO 17025
5270 | Electromagnetic compatibility (EMC) - Part 3-11: Limits - Limitation of voltage changes, voltage fluctuations and flicker in public low-voltage supply systems -Equipment with rated current <=75A and subject to conditional connection | IEC 61000-3-11, 1st edition (2000-08) | ISO 17025
5271 | Electromagnetic compatibility (EMC) - Part 3-2: Limits - Limits for harmonic current emissions (equipment input current <= 16 A per phase) | IEC 61000-3-2, Ed. 3.0 (2005) +A I (2008) +A2 (2009); EN 61000-3-2 (2006) +Al (2009) + A2 (2009); EN 61000-3-2 (2006); EN 61000-3-2 (2014); IEC 61000-3-2 Ed. 3.2 (2009); TEC 6 1000-3-2, Ed. 4.0 (2014-05) | ISO 17025
5272 | Electromagnetic compatibility (EMC) - Part 3-2: Limits - Limits for harmonic current emissions (equipment input current <=16 A per phase) | IEC 61000-3-2, Ed. 3.0 (2005-11) | ISO 17025
5273 | Electromagnetic compatibility (EMC) - Part 3-3: Limits - Limitation of voltage changes, voltage fluctuations and flicker in public low- voltage supply systems, for equipment with rated current <= 16 A per phase and not subject lo conditional connection | EN 61000-3-3, Ed. 2.0 (2008-09); EN 61000-3-3 (2013); IEC 6 1000-3-3 Ed. 2.0 (2008); IEC 61000-3-3 Ed. 3.0 (2013-05) | ISO 17025
5274 | Electromagnetic compatibility (EMC) - Part 4-11: Testing and measurement techniques - Voltage dips, short interruptions and voltage variations immunity tests | IEC 61000-4-11 , Ed. 2 (2004-03) & EN 61000-4-11 | ISO 17025
5275 | Electromagnetic compatibility (EMC) - Part 4-13: Testing and measurement teclmiques - Harmonics and interhannonics including mains signalling at a.c. power port, low frequency immunity tests | IEC 6 1000-4-13 Ed. 1.1 (2002) + A1 (2009) + A2 (2015) | ISO 17025
5276 | Electromagnetic compatibility (EMC) - Part 4-2: Testing and measurement techniques - Electrostatic discharge immunity test | IEC 61000-4-2, Ed. 2.0 (2008-12) | ISO 17025
5277 | Electromagnetic compatibility (EMC) - Part 4-28: Testing and measurement techniques - Variation of power frequency, immunity test for equipment with input current not exceeding 16 A per phase | IEC 6 1000-4-28 ( 1999) + Al (2001) + A2 (2009) | ISO 17025
5278 | Electromagnetic compatibility (EMC) - Part 4-3: Testing measurement techniques - Radiated, radio-frequency, electromagnetic field immunity test | IEC 61000-4-3, Ed. 3.0 (2006-02) + A 1 (2007) + A2 (2010); IEC 61000-4-3, Ed. 3.1 (2008-04); IEC 61000-4-3 Ed. 3.2 (2010) | ISO 17025
5279 | Electromagnetic compatibility (EMC) - Part 4-39: Testing and measurement techniques - Radiated fields in close proximity - Immunity test | IEC 61000-4-39:2017 | ISO 17025
5280 | Electromagnetic compatibility (EMC) - Part 4-4: Testing and measurement techniques - Electrical fast transient/burst immunity test | IEC 61000-4-4, Ed. 2.0 (2004-07); IEC 61000-4-4, Ed. 2.0 + Al (2010); IEC 61000-4-4 (2012-04) | ISO 17025
5281 | Electromagnetic compatibility (EMC) - Part 4-5: Testing and measurement teclmiques - Surge immunity test | lEC 61000-4-5, Ed 1.1 (2005-11); IEC 61000-4-5 Ed. 3.0 (May 2014) | ISO 17025
5282 | Electromagnetic compatibility (EMC) - Part 4-6: Testing and measurement teclmiques - Immunity to conducted disturbances, induced by radio-frequency fields | IEC 6 1000-4-6 Ed. 3.0 (2008); IEC 61000-4-6 Ed. 4.0 (2013) | ISO 17025
5283 | Electromagnetic compatibility (EMC) - Part 4-8: Testing and measurement techniques - Power frequency magnetic field immunity test | IEC 61000-4-8, Ed. 1.1 (2001); EN 61000-4-8; TEC 6 1000-4-8 (2009) | ISO 17025
5284 | Electromagnetic compatibility (EMC) - Part 6 - 1: Generic standards - Immunity for residential, commercial and light-industrial environments | EN 61000-6-1 (2007) | ISO 17025
5285 | Electromagnetic compatibility (EMC) - Part 6: Generic standards - Section 1: Immunity for resndential, commercial and Iight-industrial environments | IEC 61000-6-1, 2nd edition (2005-03); EN 61000-6-2 (2005) | ISO 17025
5286 | Electromagnetic compatibility (EMC) - Part 6-2: Generic standards - Immunity for industrial environments | EN 61000-6-2 (2005) | ISO 17025
5287 | Electromagnetic compatibility (EMC) - Part 6-3: Generic standards - Emission standard for resedential, conmerercial and Iight-industrial environments | IEC 61000-6-3 (2006) +Al (2010); IEC 61000-6-3 (2006) +Al (2010); EN 61000-6-3 (2007); KN 61000-6-3 (2012-06) | ISO 17025
5288 | Electromagnetic compatibility (EMC) - Part 6-4: Generic standards - Emission standard for industrial environments | IEC 61000-6-4 (2006-07); EN 61000-6-4 (2007); IEC 61000-6-4 (2006) +Al (2010); EN 61000-6-4 (2007) + Al (2011); KN 61000-6-4 (2012-06) | ISO 17025
5289 | Electromagnetic compatibility (EMC) - Particular requirements for the safety including essential performance, of automatic cycling non-invasive blood pressure monitoring equipment | IEC 60601-2-30: 1999, EN 60601 -2-30:2000 | ISO 17025
5290 | Electromagnetic compatibility (EMC) - Particular requirements for the safety, including essential perforn1ance, of ambulatory electrocardiographic systems | IEC 60601-2-47:2006, EN 60601-2-47:2001 | ISO 17025
5291 | Electromagnetic compatibility (EMC) - Particular requirements. Test configurations, operational conditions and performance criteria for EMC unprotected applications | EN 61326-2-1 (2013) | ISO 17025
5292 | Electromagnetic compatibility (EMC) - Particular requirements. Test configurations, operational conditions and performance criteria for EMC unprotected applications | EN 61326-2-1 (2006-05) | ISO 17025
5293 | Electromagnetic compatibility (EMC) - Particular requirements. Test configurations, operational conditions and performance criteria for portable test, measuring and monitoring equipment used in low-voltage distribution systems | BS EN 61326-2-2 (2006-06) | ISO 17025
5294 | Electromagnetic compatibility (EMC) - Particular requirements. Test configurations, operational conditions and performance criteria for portable test, measuring and monitoring equipment used in low-voltage distribution systems | EN 61326-2-2 (2013) | ISO 17025
5295 | Electromagnetic compatibility (EMC) - Particular requirrnents for the safety, including essential performance, of automatic cycling non-invasive blood pressure monitoring equipment | TEC 60601-2-27:2005 | ISO 17025
5296 | Electromagnetic compatibility (EMC) - Performance sepcification for mobile station for use in the third generation (3G) mobile communications services employing CDMA2000 spread spectrum | HKCA 1054, Issue 1 (September 2008) | ISO 17025
5297 | Electromagnetic compatibility (EMC) - Performance sepcification for mobile station for use in the third generation (3G) mobile communications services employing CDMA2000 spread spectrum | HKTA I054, Issue 1, September 2008 | ISO 17025
5298 | Electromagnetic compatibility (EMC) - Performance sepcification for mobile station for use in the third generation (3G) mobile communications services employing CDMA2000 spread spectrum | HK.TA I054, Issue 1, September 2008 | ISO 17025
5299 | Electromagnetic compatibility (EMC) - Performance specification for 26.96-27.41 MHz citizens band (CB) radio transreceivers | HKTA 1050, Issue 1, January 2006 | ISO 17025
5300 | Electromagnetic compatibility (EMC) - Performance specification for 26.96-27.41 MHz citizens band (CB) radio transreceivers | HKCA 1050, Issue l, (January 2006) | ISO 17025
5301 | Electromagnetic compatibility (EMC) - Performance specification for 26.96-27.41 MHz citizens band (CB) radio transreceivers | HKCA 1050, Issue 1, (January 2006) | ISO 17025
5302 | Electromagnetic compatibility (EMC) - Performance specification for 26.96-27.41 MHz citizens band (CB) radio transreceivers | HK.TA I050, Issue 1, January 2006 | ISO 17025
5303 | Electromagnetic compatibility (EMC) - Performance Specification for Angle Modulated Radio Transmitters and Receivers for Use as Base, Mobile and Portable Equipment in the Land Mobile Radio Service | HKTA 1010 Issue 01, June 2003 | ISO 17025
5304 | Electromagnetic compatibility (EMC) - Performance Specification for Angle Modulated Radio Transmitters and Receivers for Use as Base, Mobile and Portable Equipment in the Land Mobile Radio Service | HKTA 1010 Issue 01, June 2003 | ISO 17025
5305 | Electromagnetic compatibility (EMC) - Performance Specification for Angle Modulated Radio Transmitters and Receivers for Use as Base, Moble and Portable Equipment - Land Mobile | HKCA 1010, Issue 1(June2003) | ISO 17025
5306 | Electromagnetic compatibility (EMC) - Performance Specification for Angle Modulated Radio Transmitters and Recievers for Use as Base, Repeater, Moble, amd Portable Equipment - Land Moble Radio Services | HKCA 1002, Issue 6 (January 2008) | ISO 17025
5307 | Electromagnetic compatibility (EMC) - Performance Specification for Angle-modulated Radio Transmitters and Receivers for use as Base, Repeater, Mobile and Portable Equipment in the Land Mobile Radio Service | HKTA 1002 Issue 6 (1/2008) | ISO 17025
5308 | Electromagnetic compatibility (EMC) - Performance Specification for Angle-modulated Radio Transmitters and Receivers for use as Base, Repeater, Mobile and Portable Equipment in the Land Mobile Radio Service | HKTA 1002 Issue 6 (1/2008) | ISO 17025
5309 | Electromagnetic compatibility (EMC) - Performance specification for base station and repeater equipment for use in the third generation (3G) mobile communications services employing DCMA2000 spread spectrum | HKTA 1053, Issue 1, June 2008 | ISO 17025
5310 | Electromagnetic compatibility (EMC) - Performance specification for base station and repeater equipment for use in the third generation (3G) mobile communications services employing DCMA2000 spread spectrum | HKCA 1053, Issue 1 (June 2008) | ISO 17025
5311 | Electromagnetic compatibility (EMC) - Performance specification for base station and repeater equipment for use in the third generation (3G) mobile communications services employing DCMA2000 spread spectrum | HKCA 1053, Issue 1 (June 2008) | ISO 17025
5312 | Electromagnetic compatibility (EMC) - Performance Specification for Base Station Equipment for Use in the Third Generation (3G) Mobile Conm1unications Services Employing CDMA Direct Spread (UTRA FDD) | HKCA 1043, Issue 4 (June 2008) | ISO 17025
5313 | Electromagnetic compatibility (EMC) - Performance Specification for Base Station Equipment for Use in the Third Generation (3G) Mobile Conununications Services Employing CDMA Direct Spread (UTRA FDD) | HKTA 1043, Issue 4 (June 2008) | ISO 17025
5314 | Electromagnetic compatibility (EMC) - Performance Specification for Base Station Equipment for Use in the Third Generation (3G) Mobile Conununications Services Employing CDMA Direct Spread (UTRA FDD) | HKTA 1043, Issue 4 (June 2008) | ISO 17025
5315 | Electromagnetic compatibility (EMC) - Performance Specification for Cordless Telephone Operarting in the 864. l to 868.1 MHz Band | HKCA 1015, Issue 4 (Febmary 2003) | ISO 17025
5316 | Electromagnetic compatibility (EMC) - Performance Specification for Cordless Telephone Operating in the 864. I - 868.1 MHz Band | HKTA 1015, Issue 4 (February 2003) | ISO 17025
5317 | Electromagnetic compatibility (EMC) - Performance Specification for Cordless Telephone Operating in the 864.1 - 868.1 MHz Band | HKTA 1015, Issue 4 (February 2003) | ISO 17025
5318 | Electromagnetic compatibility (EMC) - Performance Specification for Digital Enhanced Cordless Telecommunications (DECT) Equipment for Private Use | HKCA 1034, Issue 3 (Ocl 2009) | ISO 17025
5319 | Electromagnetic compatibility (EMC) - Performance Specification for Digital Enhanced Cordless Telecommunications (DECT) Equipment for Private Use | HKTA 1034, Issue 3 (Oct 2009) | ISO 17025
5320 | Electromagnetic compatibility (EMC) - Performance Specification for Digital Enhanced Cordless Telecommunications (DECT) Equipment for Private Use | HKTA 1034, Issue 3 (Oct 2009) | ISO 17025
5321 | Electromagnetic compatibility (EMC) - Performance Specification for Low-Power Radio Microphones, Including Associated Receiving Equipment | HKCA 1008, Issue 3 (Febmary 2003); HKCA 1008, Issue 4 (November 2013) | ISO 17025
5322 | Electromagnetic compatibility (EMC) - Performance Specification for Low-Power Radio Microphones, Including Associated Receiving Equipment | HKTA 1008, Issue 3 (February 2003) | ISO 17025
5323 | Electromagnetic compatibility (EMC) - Performance Specification for Low-Power Radio Microphones, Including Associated Receiving Equipment | HKTA 1008, Issue 3 (February 2003) | ISO 17025
5324 | Electromagnetic compatibility (EMC) - Performance specification for medical implant communication systems | HKCA 1052, Issue 2 (September 2012) | ISO 17025
5325 | Electromagnetic compatibility (EMC) - Performance specification for medical implant communication systems | HKTA 1052, lssue 1, January 2008 | ISO 17025
5326 | Electromagnetic compatibility (EMC) - Performance specification for medical implant communication systems | HK.TA I052, lssue 1, January 2008 | ISO 17025
5327 | Electromagnetic compatibility (EMC) - Performance specification for mobile station for use in the third generation (3G) mobile communications services employing CDMA2000 spread spectrum | HKCA 1054, Issue 1 (September 2008) | ISO 17025
5328 | Electromagnetic compatibility (EMC) - Performance Specification for Radio Equipment Exempted f rom Licensing | HKCA 1035, Issue 6 (May 2011) | ISO 17025
5329 | Electromagnetic compatibility (EMC) - Performance Specification for Radio Equipment Exempted From Licensing | HKTA 1035, Issue 6 (May 2011) | ISO 17025
5330 | Electromagnetic compatibility (EMC) - Performance Specification for Radio Equipment Exempted From Licensing | HKTA 1035, Issue 6 (May 2011) | ISO 17025
5331 | Electromagnetic compatibility (EMC) - Performance Specification for Radio Equipment Operating in the 5 GHz Band for Wireless Access | HKCA 1041, Issue 1 (February 2003) | ISO 17025
5332 | Electromagnetic compatibility (EMC) - Performance Specification for Radio Equipment Operating in the 5 GHz Band for Wireless Access | HKCA 1042, Issue 2 (February 2003) | ISO 17025
5333 | Electromagnetic compatibility (EMC) - Performance Specification for Radio Frequency Identification (RFID) Equipment Operating in the 865 - 868 MHz and/or 920 - 925 MHz Bands | HKCA 1049, Issue 1(April2005) | ISO 17025
5334 | Electromagnetic compatibility (EMC) - Performance Specification for Radio Frequency Identification (RFID) Equipment Operating in the 865 - 868 MHz and/or 920 - 925 MHz Bands | HKTA 1049, Issue 1 (April 2005) | ISO 17025
5335 | Electromagnetic compatibility (EMC) - Performance Specification for Radio Frequency Identification (RFID) Equipment Operating in the 865 - 868 MHz and/or 920 - 925 MHz Bands | HKCA 1049, Issue 1 (April2005) | ISO 17025
5336 | Electromagnetic compatibility (EMC) - Performance Specification for Radio Frequency Identification (RFID) Equipment Operating in the 865 - 868 MHz and/or 920 - 925 MHz Bands | HKTA 1049, Issue 1 (April 2005) | ISO 17025
5337 | Electromagnetic compatibility (EMC) - Performance Specification for Radiocommunications Apparatus Operating in the 2.4 Ghz or 5 Gbz Band and Employing Frequency Hopping or Digital Modulation | HKCA 1039, Issue 6 (June 2015) | ISO 17025
5338 | Electromagnetic compatibility (EMC) - Performance Specification for Radiocommunications Apparatus Operating in the 2.4 Ghz or 5 Ghz Band and Employing Frequency Hopping or Digital Modulation | HKCA 1039, Issue 4 (October 2010) | ISO 17025
5339 | Electromagnetic compatibility (EMC) - Performance Specification for Radiocommunications Apparatus Operating in the 2.4 Ghz or 5 Ghz Band and Employing Frequency Hopping or Digital Modulation | HKTA 1039, Issue 4 (October 2010) | ISO 17025
5340 | Electromagnetic compatibility (EMC) - Performance Specification for Radiocommunications Apparatus Operating in the 2.4 Ghz or 5 Ghz Band and Employing Frequency Hopping or Digital Modulation | HKTA 1039, Issue 4 (October 2010) | ISO 17025
5341 | Electromagnetic compatibility (EMC) - Performance Specification for Radiocommunications Apparatus Operating in the 2.4 Ghz or 5 Ghz Band and Employing Frequency Hopping or Digital Modulation | HKCA 1039, Issue 5 (June 2013) | ISO 17025
5342 | Electromagnetic compatibility (EMC) - Performance Specification for Radiocommunications Apparatus Operating in the 27 MHz Band for Private Use | HKCA 1041, Issue 1 (February 2003) | ISO 17025
5343 | Electromagnetic compatibility (EMC) - Performance Specification for Radiocommunications Apparatus Operating in the 27 MHz Band for Private Use | HKTA 1041, Issue I (February 2003) | ISO 17025
5344 | Electromagnetic compatibility (EMC) - Performance Specification for Radiocommunications Apparatus Operating in the 27 MHz Band for Private Use | HKTA 1041, Issue 1 (February 2003) | ISO 17025
5345 | Electromagnetic compatibility (EMC) - Performance Specification for Short-Range Portable Radio Operating in the 409 MHz Band | HKCA 1044, Issue 1 (February 2003) | ISO 17025
5346 | Electromagnetic compatibility (EMC) - Performance Specification for Short-Range Portable Radio Operating in the 409 MHz Band | HKTA 1044, Issue I (February 2003) | ISO 17025
5347 | Electromagnetic compatibility (EMC) - Performance Specification for Short-Range Portable Radio Operating in the 409 MHz Band | HKTA 1044, Issue 1 (February 2003) | ISO 17025
5348 | Electromagnetic compatibility (EMC) - Performance specification for user equipment for use in the third generation (3G) mobile communications services employing CDMA direct spread (UTRA FDD) | HKCA 1048, Issue 2, (June 2008) | ISO 17025
5349 | Electromagnetic compatibility (EMC) - Performance specification for user equipment for use in the third generation (3G) mobile communications services employing CDMA direct spread (UTRA FDD) | HKTA I048, Issue 2, June 2008 | ISO 17025
5350 | Electromagnetic compatibility (EMC) - Performance specification for user equipment for use in the third generation (3G) mobile communications services employing CDMA direct spread (UTRA FDD) | HK.TA I048, Issue 2, June 2008 | ISO 17025
5351 | Electromagnetic compatibility (EMC) - Performance Specification of the Base Station System (BSS) and Repeater Equipment for use In the Public Radiotelephone Service (PMRS) Employing Global System for Mobile Communication (GSM) or in the Personal Communication Service (PCS) | HKCA 1020, Issue 7 (November 2011) | ISO 17025
5352 | Electromagnetic compatibility (EMC) - Performance Specification of the Base Station System (BSS) and Repeater Equipment for use In the Public Radiotelephone Service (PMRS) Employing Global System for Mobile Communication (GSM) or in the Personal Communication Service (PCS) | HKTA 1020, Issue 7 (November 201 1) | ISO 17025
5353 | Electromagnetic compatibility (EMC) - Performance Specification of the Base Station System (BSS) and Repeater Equipment for use In the Public Radiotelephone Service (PMRS) Employing Global System for Mobile Communication (GSM) or in the Personal Communication Service (PCS) | HKTA 1020, Issue 7 (November 201 1) | ISO 17025
5354 | Electromagnetic compatibility (EMC) - Performance Specification of the Mobile Station and Portable Equipment for use in the Global System for Mobile Communication (GSM) 900 and 1800 MHz Bands | HKCA 1033, Issue 7 (March 2012) | ISO 17025
5355 | Electromagnetic compatibility (EMC) - Performance Specification of the Mobile Station and Portable Equipment for use in the Global System for Mobile Communication (GSM) 900 and 1800 MHz Bands | HKTA 1033, Issue 7 (March 2012) | ISO 17025
5356 | Electromagnetic compatibility (EMC) - Performance Specification of the Mobile Station and Portable Equipment for use in the Global System for Mobile Communication (GSM) 900 and 1800 MHz Bands | HKTA 1033, Issue 7 (March 2012) | ISO 17025
5357 | Electromagnetic compatibility (EMC) - Personal Mobile Radio Services in 47 CFR FCC Part 20 | TIA/EIA 603-D (20 I 0) with 47 CFR FCC Part 2 | ISO 17025
5358 | Electromagnetic compatibility (EMC) - Personal Mobile Radio Services in 47 CFR FCC Part 20 | TIA/EIA 603-C (2004) with 47 CFR FCC Part 2 | ISO 17025
5359 | Electromagnetic compatibility (EMC) - Personal Mobile Radio Services in 47 CFR FCC Parts 22 (cellular), 24, 25, 26, and 27 | TIA/EIA 603-C (2004) with 47 CFR FCC Part 2 | ISO 17025
5360 | Electromagnetic compatibility (EMC) - Personal Mobile Radio Services in 47 CFR Part 22 (cellular) and Part 24 - (limited to TX conducted and radiated power and RX - TX radiated spurious emissions) | TIA/EIA 603-D (2010) with 47 CFR Part 2 | ISO 17025
5361 | Electromagnetic compatibility (EMC) - Personal Radio Services in 47 CFR FCC Part 95 | TIA/EIA 603-D (2010) with 47 CFR FCC Part 2 | ISO 17025
5362 | Electromagnetic compatibility (EMC) - PHS Terminal equipment | QCVN 11:2010 / BTTIT | ISO 17025
5363 | Electromagnetic compatibility (EMC) - Point-to-Multipoint Broadband Equipment Operating in the Bands 512-608 MHz and 614-698 MHz for Rural Remote Broadband Systems (RRBS) (TV Channels 21 to 51) | RSS- 196, Issue 1 (March 2010) | ISO 17025
5364 | Electromagnetic Compatibility (EMC) - Polar Plots |  | n/a
5365 | Electromagnetic compatibility (EMC) - Product family standard for audio, video, audio-visual and entertainment lighting control apparatus for professional use - Part 1: Emission | EN 55103-1 (2009) +Al (2012) | ISO 17025
5366 | Electromagnetic compatibility (EMC) - Product family standard for audio, video, audio-visual and entertainment lighting control apparatus for professional use - Part 2: Immunity | EN 55103-2 (1996); EN 55103-2 (2009) | ISO 17025
5367 | Electromagnetic compatibility (EMC) - Public Mobile Services in 47 CFR FCC Part 24 | TIA/EIA 603-D (2010) with 47 CFR FCC Part 2 | ISO 17025
5368 | Electromagnetic compatibility (EMC) - Radio Broadcast Services in 47 CFR Parts FCC 73 and 74 (non-mi crowave) | TIA/EIA 603-D (2010) with 47 CFR FCC Part 2 | ISO 17025
5369 | Electromagnetic compatibility (EMC) - Radio communication equipment - General ElectroMagnetic Compatibility Requirement | TCN 68-192:2003 | ISO 17025
5370 | Electromagnetic compatibility (EMC) - Radio disturbance characteristics for the protection of receivers used on board vehicles, boats, and on devices. - Limits and methods of measurement | IEC/CISPR 25, Ed. 3.0 (2008-03) | ISO 17025
5371 | Electromagnetic compatibility (EMC) - Radio equipment and systems - Short range devices - Limits and methods of measurement | AS/NZS 4268 (2008); AS/NZS 4268 (2008) + A 1 (2010); AS/NZS 4268 (2012); AS/NZS 4268 (2012) +A1 (2013) | ISO 17025
5372 | Electromagnetic compatibility (EMC) - Radio equipments operating in the 2.4 GHz band and using spread spectrum modulation techniques - Technical requirements | QCVN 54:201 1/BTITT | ISO 17025
5373 | Electromagnetic compatibility (EMC) - Radio equipments operating in the 2.4 GHz band and using spread spectrum modulation techniques - Technical requirements | TCN 68-242:2006 | ISO 17025
5374 | Electromagnetic compatibility (EMC) - Radio Frequency (RF) Exposure Compliance of Radiocommunication Apparatus (All Frequency Bands) | RSS-102, lssue 5 (March 2015) | ISO 17025
5375 | Electromagnetic compatibility (EMC) - Radio Frequency Lighting Devices | ICES-005 Issue 3 (May 2009); ICES-005 Issue 4 (Dec 2015) | ISO 17025
5376 | Electromagnetic compatibility (EMC) - Radio spectrum Matters (ERM) standard for radio equipment and services; Part 8: Specific conditions for GSM base stations | ETSI EN 301 489-8 v 1.2 .1 (2002-08) | ISO 17025
5377 | Electromagnetic compatibility (EMC) - Radio spectrum Matters (ERM); EMC standard for radio equipment and services; Part 17: Specific conditions for Broadband Data Transmission System | ETSI EN 301 489-17 V2.1.1 :2009 | ISO 17025
5378 | Electromagnetic compatibility (EMC) - Radio spectrum Matters (ERM); EMC standard for radio equipment and services; Part 5: Specific conditions for Private land Mobile Radio (PMR) and ancillary equipment (speech and non-speech) | ETSI EN 301 489-5 v1.3. 1 (2002-08) | ISO 17025
5379 | Electromagnetic compatibility (EMC) - Radio spectrum Matters (ERM); standard for radio equipment and services; Part 1: Common technical requirements | ETSI EN 301 489-1 V1.9.2 (201 1-09) | ISO 17025
5380 | Electromagnetic compatibility (EMC) - Radio spectrum Matters (ERM); standard for radio equipment and services; Part 31: Specific conditions for equipment in the 9kHz to 315kHz band for Ultra Low Pwer Active | ETSI EN 301 489-31 V 1.1.1 (2005) | ISO 17025
5381 | Electromagnetic compatibility (EMC) - Radio spectrum Matters (ERM); standard for radio equipment and services; Part 50 | ETSI EN 301 489-50 Y1.2.1 (2013-03) | ISO 17025
5382 | Electromagnetic compatibility (EMC) - Radio spectrum Matters (ERM);Short Range Devices (SRD);Close Range Inductive Data Communication equipment operating at 13,56 MHz;Part l: Technical characteristics and test methods | EN 302 291-1 V. 1.1.1 | ISO 17025
5383 | Electromagnetic compatibility (EMC) - Radio spectrum Matters; standard for radio equipment and services; Part 3: Specific conditions for short-Range Devices (SRD) operating on frequencies between 9 kHz and 40 GHz | ETSI EN 301 489-3 v 1.4.1 (2002-08) | ISO 17025
5384 | Electromagnetic compatibility (EMC) - Radio Spectrum Matters; Short Range Devices; Radio Equipment to be used in the 25 MHz to 1,000 MHz Frequency Range with Power Levels Ranging up to 500mW; Part l: Technical Characteristics and Test Methods | ETSI EN 300 220-1 V2.3.1 (2010-02); ETSI EN 300 220-1 V2.4.1 (2012-05) ; EN 300 422-1 V2.1.1 | ISO 17025
5385 | Electromagnetic compatibility (EMC) - Regulations on Radio Equipment; Korean only | MSIP Public Notification 2014-39 (Jul 1, 2014); MSIP Public Notification 2013-157 (Sep 11 ,2013); K only; MSJP Public Notification 2015-89 (Nov. 11, 2015); K only; MSIP Public Notification 2014-92 (Dec. 3, 2014); MSJP Public Notification 2015-95 (Dec. 8 2015); K only | ISO 17025
5386 | Electromagnetic compatibility (EMC) - Requirements for connection to an air interface of a Telecommunications Network - Part 1: General | AS/CA S042.1 (2011); AS/CA S042.I (2010) +A1 (2013) | ISO 17025
5387 | Electromagnetic compatibility (EMC) - Requirements for connection to an air interface of a Telecommunications Network - Part 4: IMT-2000 Customer Equipment | AS/CA S042.4 (2011) | ISO 17025
5388 | Electromagnetic compatibility (EMC) - Requirements for connection to an air interface of a Teleconununications Network - Part 3: GSM Customer Equipment | AS/ACIF S042.3:2005 | ISO 17025
5389 | Electromagnetic compatibility (EMC) - Requirements for household appliances, electric tools and similar apparatus - Part 2: Immunity - Product family standard | IEC/CISPR 14-2 Ed. 1.2 (2008); IEC/CISPR 14-2 (2001) Ed. 4 and EN 550 14-2 | ISO 17025
5390 | Electromagnetic compatibility (EMC) - Requirements for household appliances, electric tools and similar apparatus - Part I: Emission | EN 55014- 1 (2006); EN 55014- 1 (2006) +Al (2009) +A2 (2011); EC/CISPR 14-1, Ed. 5 .0 (2005); lEC/CISPR 14-1, Ed. 5.0 (2005) + A1 (2008) + A2 (2011) | ISO 17025
5391 | Electromagnetic compatibility (EMC) - Requirements for household appliances, electric tools and similar apparatus. Immunity | EN 55014-2 (1997) +Al (2001) + A2 (2008) | ISO 17025
5392 | Electromagnetic compatibility (EMC) - Road vehicles - Electrical disturbances from conduction and coupling - Part 2: Electrical transient conduction along supply lines only | ISO 7637-2, Second edition (2004) + A l (2008) | ISO 17025
5393 | Electromagnetic compatibility (EMC) - RSS-216 - Wireless Power Transfer Devices (Wireless Chargers) | RSS-216, Issue 1 (September 2014) | ISO 17025
5394 | Electromagnetic compatibility (EMC) - Safety requirements for electrical equipment for measurement, control, and laboratory use | ANSI/AAMI ES60601-1:2005/ A1:2012 & C1:2009/(R)2012 & A2:2010/(R)2012 | ISO 17025
5395 | Electromagnetic compatibility (EMC) - Safety requirements for electrical equipment for measurement, control, and laboratory use | EN 61010-1 (2010) | ISO 17025
5396 | Electromagnetic compatibility (EMC) - Safety requirements for electrical equipment for measurement, control, and laboratory use | IEC 61010-1 ed3.0 (2010) | ISO 17025
5397 | Electromagnetic compatibility (EMC) - Safety requirements for electrical equipment for measurement, control, and laboratory use - Part 1: General requirements | UL 60950-1 2nd Ed. 2007 and CSA C22.2 No. 60590-1-07 | ISO 17025
5398 | Electromagnetic compatibility (EMC) - SAR MEASUREMENT PROCEDURES FOR USB DONGLE TRANSMITTERS | FCC KDB 447498 (October 23, 2015) | ISO 17025
5399 | Electromagnetic compatibility (EMC) - Shipborne Radar in the 2900-3100 MHz and 9225-9500 MHz Bands | RSS:238, Issue 1(July20 13) | ISO 17025
5400 | Electromagnetic compatibility (EMC) - Short Range Devices - Radio equipment in the frequency range 9 kHz to 25 MHz | QCVN 55:2011 /BTITT | ISO 17025
5401 | Electromagnetic compatibility (EMC) - Short Range Devices - Radio equipment in the frequency range 9 kHz to 25 MHz - Technical requirements | TCN 68-243:2006 | ISO 17025
5402 | Electromagnetic compatibility (EMC) - Sound and broadcast receivers and associated equipment - Radio d!isturbance characteristics - Limits and methods of measurement | CISPR 13, Edition 4.2 (2006-03); EN 55013 (2013); CNS 13439 (20-04); IEC/CISPR 13, Ed. 5.0 (2009-06) | ISO 17025
5403 | Electromagnetic compatibility (EMC) - Sound and television broadcast receivers and associated equipment - Immunity characteristics - Limits and methods of measurement | TEC/CISPR 20 (2006); EN 55020(2007-01)+A1 1 (2011); CISPR 20 (2006) +Al (2013) | ISO 17025
5404 | Electromagnetic compatibility (EMC) - Sound and television broadcast receivers and associated equipment - Radio disturbance characteristics - Limits and methods of measurement | IEC/CISPR 13 (2001 -04), EN 55013 (2001), AS/NZS CISPR 13 (2003), and CNS 13439 (2001); EN 55013 (2001) + A l (2003) + A2 (2006) | ISO 17025
5405 | Electromagnetic compatibility (EMC) - Standard for radio equipment and services; Part 23: Specific conditions for IMT-2000 CDMA Direct Spread (UTRA and E-UTRA) Base Station (BS) radio, repeater and ancillary equipment | ETSI EN 301 489-23 v1.5. 1 (201 1-1 1); ETSI EN 301 489-24 v1.5.1 (2010-10) | ISO 17025
5406 | Electromagnetic compatibility (EMC) - Standard for radio equipment and services; Part 7: Specific conditions for mobile and portable radio and ancillary equipment of digital cellular radio telecommunications systems (GSM and DCS) | ETSI EN 301 489-7 v1.3.1 (2005-1 1) | ISO 17025
5407 | Electromagnetic compatibility (EMC) - Standard for radio equipment and services; Part 7: Specific conditions for mobile and portable radio and ancillary equipment of digital cellular radio telecommunications systems (GSM and DCS); Short Range Devices | ETSI EN 301 489-3 Vl.6.1 (2013-08) | ISO 17025
5408 | Electromagnetic compatibility (EMC) - Standard for Radio Equipment and Services; Part I: Common Technical Requirements | ETSI EN 301 489-1 V1 .8.1 (2008-04) | ISO 17025
5409 | Electromagnetic compatibility (EMC) - Standard for radio equipment; Part 17: Specific conditions for Broadband Data Transmission Systems | ETSI EN 301 489-17 V2.2. 1 (2012-09) | ISO 17025
5410 | Electromagnetic compatibility (EMC) - Subscriber Station for Wireless Broadband Access Type Approval Technical Specification | PLMN09 (2008); PLMN09 (2012) | ISO 17025
5411 | Electromagnetic compatibility (EMC) - Technical characteristics and test conditions for data transmission equipment operating in the 900 MHz, 2.4 GHz and 5.8 GHz bands and using spread spectrum modulation techniques | AS/NZS 4 771 (2000) + Amendment No. 1 | ISO 17025
5412 | Electromagnetic compatibility (EMC) - Technical Requirements and Test Methods for Electromagnetic Interference; K only (See specific Annexes listed on scope) | RRA 2013-3 and 2013-24, June 17, 2013, Korean only; RRA 20 14-8 and RRA 2014-37 (June 23, 2014) | ISO 17025
5413 | Electromagnetic compatibility (EMC) - Technical Requirements and Test Methods for Electromagnetic Susceptibility; Korean only (See specific Annexes listed on scope) | RRA 2013-4 and RRA2013-25, June 17, 2013, Korean only; RRA 20 14-09 and RRA 2014-38 (June 23, 2014) K only | ISO 17025
5414 | Electromagnetic compatibility (EMC) - Technical Requirements for Electromagnetic Interference (K only) | RRA Public Notification 2011-24, K only (Dec 23, 2011) | ISO 17025
5415 | Electromagnetic compatibility (EMC) - Technical Requirements for Measurement and Test Procedure of Specific Absorption Rate; Korea only | RRA Public Notification 2015-23 (Nov.182015);Konly | ISO 17025
5416 | Electromagnetic compatibility (EMC) - Technical Requirements for Measurement of Electromagnetic Field Strength, K only | RRA Notice 2014-2, K only (Feb. 4, 2014); RRA Public Notification 2012-21 (Nov 6, 2012); Konly | ISO 17025
5417 | Electromagnetic compatibility (EMC) - Technical Requirements for Radio Equipment: Unlicensed Radio Equipment Established Without Notice | MSIP Public Notification 2013-116 Aug 29, 2013; K only; MSIP Public Notification 2015-9 1(Nov. 11 , 2015); Korean only; MSJP Public Notification 2014-93 (Dec. 3, 2013) | ISO 17025
5418 | Electromagnetic compatibility (EMC) - Technical Requirements for Radio Equipment; Regulations on Radio Equipment (K only) | KCC Public Notification 2012-92 (Nov 6, 2012); K only; KCC Public Notification 20I2-93 (Nov 6, 2012);K only | ISO 17025
5419 | Electromagnetic compatibility (EMC) - Technical Requirements for the Human Protection against Electromagnetic Waves | MSIP Public Notification 2013-118 (Aug 29, 2013); K only | ISO 17025
5420 | Electromagnetic compatibility (EMC) - Technical Requirements for the Human Protection against Electromagnetic Waves; Korea only | MSlP Public Notification 2015-18 (Mar. 25, 2015); K only | ISO 17025
5421 | Electromagnetic compatibility (EMC) - Technical Specification for Cellular Mobile Tenninal | IDA TS CMT Issue 1, June 2011; IDA TS UWB Issue 1 Rev 1, May 2011 | ISO 17025
5422 | Electromagnetic compatibility (EMC) - Technical Specification for Land Mobile Radio Equipment | IDA TS LMR Issue l Rev 4, June 2011; IDA TS LMR Issue l Rev 5, June 2014 | ISO 17025
5423 | Electromagnetic compatibility (EMC) - Technical Specification for Land Mobile Radio Equipment | IDA TS LMR Issue 1 Rev 4, June 2011; IDA TS LMR Issue 1 Rev 5, June 2014 | ISO 17025
5424 | Electromagnetic compatibility (EMC) - Technical Specification for Short Range Devices | IDA TS SRD Issue 1 Rev 6, May 2011; IDA TS SRD Issue 1 Rev 7, April 2013 | ISO 17025
5425 | Electromagnetic compatibility (EMC) - Technical Specification for Wireless Broadband Access (WBA) Equipment | IDA TS WBA Issue 1 Rev 1, May 2011; IDA TS WBA Issue 1 Rev 2, November 2012; IDA TS WBA Issue 1 Rev 2, November 2012 | ISO 17025
5426 | Electromagnetic compatibility (EMC) - Technical Specification for Wireless Broadband Access (WBA) Equipment | IDA TS WBA Issue 1 Rev 1, May 2011; IDA TS WBA Issue 1 Rev 2, November 2012 | ISO 17025
5427 | Electromagnetic compatibility (EMC) - Teclmical Requirements for the Human Protection against Electromagnetic Waves; K only | KCC Public Notification 2012-2 (Jan. 5, 2012) | ISO 17025
5428 | Electromagnetic compatibility (EMC) - Test Method for Electromagnetic Interference | KN11(Annex2) with RRA Announce 2012-21(Jun.28, 2012); KN11(Annex2) with RRA Announce 2013-24 (June 17, 2013); KN14-1 (Annex 4) with RRA Announce 2012-21 (Jun. 28, 2012); KN14- 1 (Annex 4) with RRA Announce 2013-24 (Jun. 17 2013) | ISO 17025
5429 | Electromagnetic compatibility (EMC) - Test Method for Electromagnetic Interference | KN 301 489-3 (Annex 8-8) w/ RRA Announce 2013-24 (6/17/13); KN 301 489-17 (Annex 8-3) w/ RRA Announce 2013-24 (6/17/13); KN 301 489-24 (Annex 8-4) w/ RRA Announce 2013-24 (6/17/13); KN 301 489-27 (Annex 8-14) w/ RRA Announce 2013-24 (6/17/13); KN 61000-6-3 (Annex 14) with RRA Announce 2013-24 (6/17/13); KN 61000-6-4 (Annex 15) with RRA Announce 2013-24 (6117/2013) | ISO 17025
5430 | Electromagnetic compatibility (EMC) - Test Method for Electromagnetic Interference; Korean only | KN 61000-3-2 (Annex 1-11); RRA 2014-37 (Sept. 23, 2014) | ISO 17025
5431 | Electromagnetic compatibility (EMC) - Test Method for Electromagnetic Interference; With KN 301 489-1(Annex8-1) Korean Only | KN 301 489-1(Annex8-1) w/ RRA Announce 2013-24 (6117/2013) | ISO 17025
5432 | Electromagnetic compatibility (EMC) - Test Method for Electromagnetic Susceptibility | KN 61000-6-1(Annex11); RRA Announce 2012-22 (Jun 28, 2012); KN 61000-6- 1(Annex 11); RRA Announce 2013-25(Jun 17, 2013); KN 61000-6-2(Annex 14); RRA Announce 2012-22 (Jun.28,2012); KN 61000-6-2 (Annex 14) w/ RRA Announce 2013-25 (6/17/ 13) | ISO 17025
5433 | Electromagnetic compatibility (EMC) - Test Method for Electromagnetic Susceptibility | KN 61000-4-1 1 (Annex 1-7) RRA Almounce 2012-22(Jun.28, 2012); KN 61000-4-11 (Annex 1-7) RRA Announce 2013-25(June 17, 2013) | ISO 17025
5434 | Electromagnetic compatibility (EMC) - Test Method for Electromagnetic Susceptibility (RRA Announce 2012-22, June 28, 2012) K only | KN 61000-4-3 (Annex 1-2) RRA Announce 2012-22(Jun. 28, 2012); KN 61000-4-3 (Annex 1-2) RRA Announce2013-25 (June 17, 2013) | ISO 17025
5435 | Electromagnetic compatibility (EMC) - Test Method for Electromagnetic Susceptibility (RRA Announce 2012-22, June 28, 2012) K only | KN 24 (Annex 5) with RRA Announce 2012-22 (Jun. 28, 2012); KN 24 (Annex 5) with RRA Announce 2013-25 (Jun. 17, 2013); KN 61000-4-2 (Annex 1-1) RRA Announce 2012-22(Jun. 28, 2012); KN 61000-4-2 (Annex 1-1) RRA Announce 2013-25 (June 17, 2013 | ISO 17025
5436 | Electromagnetic compatibility (EMC) - Test Method for Electromagnetic Susceptibility (RRA Announce 2012-22, June 28, 2012) K only | KN 301-489-01 (Annex 8-l);RRA Announce 2012-22(Jun. 28,2012); KN 301-489-07 (Annex 8-2); RRA Announce 2012-22(Jun 28,2012); KN 301-489-17 (Annex 8-3); RRA Announce 2012-22(Jun 28,2012); KN 301-489-24 (Annex 8-4); RRA Announce 2012-22(Jun 28,2012); KN 301-489-24 (Annex 8-4); RRA Announce 2013-25(Jun 17,2013); KN 301-489-03 (Annex 8-8); RRA Announce 2012-22(Jun.28,2012); KN 301-489-03 (Annex 8-8); RRA Announce 2013-25(Jun.17,2013) | ISO 17025
5437 | Electromagnetic compatibility (EMC) - Test Method for Electromagnetic Susceptibility (RRA Announce 2013-25, June 17, 2013) Korean only | KN 61000-4-4 (Annex 1-3) RRA Announce2013-25(June17, 2013); KN 61000-4-5 (Annex 1-4) RRA Announce 2012-22(Jun. 28, 2012); KN 61000-4-5 (Annex 1-4) RRA Announce 2013-25(June17, 2013); KN 61000-4-6 (Annex 1-5) RRA Announce 2012-22(Jun. 28, 2012) | ISO 17025
5438 | Electromagnetic compatibility (EMC) - Test Method for Electromagnetic Susceptibility (RRA Announce 2013-25, June 17, 2013) Korean only | KN 61000-4-6 (Annex 1-5) RRA Announce2013-25(June17, 2013); KN 61000-4-8 (Annex 1-6) RRA Announce 2012-22(Jun. 28, 2012); KN 61000-4-8 (Annex 1-6) RRA Announce 2013-25(June17, 2013) | ISO 17025
5439 | Electromagnetic compatibility (EMC) - Test Method for Electromagnetic Susceptibility; With KN 301 489-7 (Annex 8-2) Korean Only | KN 301 489-7 (Annex 8-2) w/ RRA Announce 2013-25 (6/17/13); KN 30 I 489-1 (Annex 8-1) w/ RRA Announce 2013-25 (6/17/13); KN 301 489-17 (Annex 8-3) w/ RRA Announce 2013-25 (6/17/13) | ISO 17025
5440 | Electromagnetic compatibility (EMC) - Test Methods for Electromagnetic Compatibility; Korea only | RRA Announce 2015-1 10 (Dec. 3, 2015); K only; RRA Public Notification 2015-27 (Dec. 3 2015); Korea only | ISO 17025
5441 | Electromagnetic compatibility (EMC) - Test Methods for Electromagnetic Interference (RRA Announce) Konly | KN22 (Annex 5) with RRA Announce 2012-21 (Jun. 28, 2012); KN22 (Annex 5) with RRA Announce 2013-24 (June 17, 2013); KN 301-489-07 (Annex 8-2); RRA Announce2012-21 ,{Jun 28,2012); KN 301-489-07 (Annex 8-2); RRA Announce2013-24,(Jun 17,2013); KN 301-489-24 (Annex 8-4); RRA Announce2012-21,(Jun 28,2012); KN 301-489-27(Annex 8-14); RRA Announce2012-2l(Jun. 28,2012) | ISO 17025
5442 | Electromagnetic compatibility (EMC) - Test Methods for Electromagnetic Interference using KN 16-1-1, KN 16-1-2, KN 16-1-3, KN 16-1-4, KN 16-1-5, KN 16-2-1 , KN 16-2-2, KN 16-2-3, KN 16-2-4 (2008-05) | RRA Announce 2013-24, June 17, 2013;Korean only | ISO 17025
5443 | Electromagnetic compatibility (EMC) - Test Methods for Electromagnetic Interference; Korean only | KN 61000-3-3 (Annex 1-12); RRA 2014-37 (Sept. 23, 2014); KN 61000-3-1 1 (Annex 1-12); RRA 2014-37 (Sept. 23, 2014); KN 61000-3-12 (Annex 1-11); RRA 2014-37 (Sept 23, 2014) | ISO 17025
5444 | Electromagnetic compatibility (EMC) - Test Methods for Electromagnetic Susceptibility | KN 14-2 (Annex 4) RRA Announce 2014-92 (Dec29,2014) | ISO 17025
5445 | Electromagnetic compatibility (EMC) - Test Methods of radio disturbance for multimedia equipment | KN 32:2013 (Annex 16); KN 32:2015 (Annex 11) | ISO 17025
5446 | Electromagnetic compatibility (EMC) - Test Specification Number 1 (2002) | Lloyd's Register - LR Type Approval System | ISO 17025
5447 | Electromagnetic compatibility (EMC) - Test Specification Number 1 (2013) | Lloyd's Register - LR Type Approval System | ISO 17025
5448 | Electromagnetic compatibility (EMC) - Test Specification Number 1 (2015) | Lloyd's Register - LR Type Approval System | ISO 17025
5449 | Electromagnetic compatibility (EMC) - Testing and measurement techniques. Radiated, radio- Frequency, electromagnetic field immunity test | EN 61000-4-3 (2006) +Al (2008) + A2 (2010) | ISO 17025
5450 | Electromagnetic compatibility (EMC) - The Third Generation Mobile Telecommunication Tenninal Equipment Technical Specifications | PLMN08 (2012) | ISO 17025
5451 | Electromagnetic compatibility (EMC) - TIA Standard: Land Mobile FM or PM Communications Equipment - Measurement and Perfoemance Standard | ANSl/TINEIA-603-D (2010) | ISO 17025
5452 | Electromagnetic compatibility (EMC) - Trunked Radio Tenninal Equipment Technical Specifications | PLMN04 (2003); PLMN04 (2007) | ISO 17025
5453 | Electromagnetic compatibility (EMC) - UL Standard for Safety for Electrical Equipment for Measurement, Control, and Laboratory Use; Part 1: General Requirements | UL 61010-1 Ed. 3 (2012) | ISO 17025
5454 | Electromagnetic compatibility (EMC) - Ultra-Wideband Operation Intentional Radiators in 47 CFR FCC Part 15, Subpart F | ANSI C63.10 (2013) | ISO 17025
5455 | Electromagnetic compatibility (EMC) - Unintentional Radiators in 47 CFR FCC Part 15, Subpart B | ANSI C63.4 (2014); ANSI C63.4 (2009) | ISO 17025
5456 | Electromagnetic compatibility (EMC) - Uninterruptible power systems (UPS) - Part 2: Electromagnetic Compatibility (EMC) requirements | CNS 14757-2 (1992-07) | ISO 17025
5457 | Electromagnetic compatibility (EMC) - Uninterruptible power systems (UPS) - Part 2: Electromagnetic compatibility (EMC) requirements | EN 62040-2 (2006) | ISO 17025
5458 | Electromagnetic compatibility (EMC) - Uninterruptible power systems (UPS) Part 1-2: General and safety requirements for UPS used in restricted access locations | IEC 62040-1-2:2002 | ISO 17025
5459 | Electromagnetic compatibility (EMC) - Unlicensed National Information Infrastructure Devices without DFS Intentional Radiators in 47 CFR FCC Part 15, Subpart E | ANSI C63.10 (2013) | ISO 17025
5460 | Electromagnetic compatibility (EMC) - Unlicensed Personal Communications Service Devices in 47 CFR FCC Part 15, Subpart D | ANSI C63.17 (2006) and ANSI C63.4 (2003); ANSI C63.4 (2009): Subpart E | ISO 17025
5461 | Electromagnetic compatibility (EMC) - Unlicensed Personal Communications Service Devices in 47 CFR FCC Part 15, Subpart D | ANSI C63.17 (2013) | ISO 17025
5462 | Electromagnetic compatibility (EMC) - Vehicles, boats and internal combustion engine driven devices - Radio disturbance characteristics | CISPR 12 (2007) + A 1 (2009) | ISO 17025
5463 | Electromagnetic compatibility (EMC) - Vehicles, boats and internal combustion engines. Radio disturbance characteristics. Limits and methods of measurement for the protection of off-board receivers | EN 55012 (2007) +Al (2009) | ISO 17025
5464 | Electromagnetic compatibility (EMC) - White Space Device Intentional Radiators in 47 CFR FCC Part 15, Subpart H | ANSI C63.10 (2013) | ISO 17025
5465 | Electromagnetic compatibility (EMC) - White Space Devices (WSDs) | RSS-222, Issue 1 (February 2015) | ISO 17025
5466 | Electromagnetic compatibility (EMC) - Wireless Broadband Access Equipment Operating in the Band 3650-3700 MHz | RSS-197, Issue 1(February2010) | ISO 17025
5467 | Electromagnetic compatibility (EMC) - Wireless Communication Service (WCS) Equipment Operating in the Bands 2305-2320 MHz and 2345-2360 MHz | RSS- 195, Issue 2 (April 2014) | ISO 17025
5468 | Electromagnetic compatibility (EMC) - Wireless Power Transfer Devices | RSS-216, Issue 2 (January 20, 2016) | ISO 17025
5469 | Electromagnetic compatibility (EMC) - Zone Enhancers for the Land Mobile Service | RSS- 131, Issue 2 (July 2003) | ISO 17025
5470 | ElectroMagnetic Compatibility (EMC) standard for radio equipment and services; Part 1: Common technical requirements; Harmonised Standard for ElectroMagnetic Compatibility | ETSI EN 301 489-1 V2.2.3 (2019-11) | ISO 17025
5471 | ElectroMagnetic Compatibility (EMC) standard for radio equipment and services; Part 27: Specific conditions for Ultra Low Power Active Medical Implants (ULP-AMI) and related peripheral devices (ULP-AMI-P); Harmonised Standard covering the essential requirements of article 3.1(b) of Directive 2014/53/EU | ETSI EN 301 489-27 V2.2.1 (2019-04) | ISO 17025
5472 | Electromagnetic compatibility (EMC) standard for radio equipment and services; Part 3: Specific conditions for Short-Range Devices (SRD) operating on frequencies between 9kHz and 246 GHz; Harmonised Standard covering the essential requirements of article 3.1(b) of Directive 2014/53/EU | ETSI EN 301 489-3 V2.1.1 (2019-03) | ISO 17025
5473 | ElectroMagnetic Compatibility (EMC) standard for radio equipment and services; Part 31: Specific conditions for equipment in the 9 kHz to 315 kHz band for Ultra Low Power Active Medical Implants (ULP-AMI) and related peripheral devices (ULP-AMI-P); Harmonised Standard covering the essential requirements of article 3.1(b) of the Directive 2014/53/EU | ETSI EN 301 489-31 V2.2.1 (2019-04) | ISO 17025
5474 | ElectroMagnetic Compatibility (EMC) standard for radio equipment and services; Part 51: Specific conditions for Automotive, Ground based Vehicles and Surveillance Radar Devices using 24,05 GHz to 24,25 GHz, 24,05 GHz to 24,5 GHz, 76 GHz to 77 GHz and 77 GHz to 81 GHz; Harmonised Standard covering the essential requirements of article 3.1b of Directive 2014/53/EU | ETSI EN 301 489-51 V2.1.1 (2019-04) | ISO 17025
5475 | ElectroMagnetic Compatibility (EMC) standard for radio equipment and services; Part 6: Specific conditions for Digital Enhanced Cordless Telecommunications (DECT) equipment; Harmonised Standard covering the essential requirements of article 3.1(b) of the Directive 2014/53/EU | ETSI EN 301 489-6, V2.1.1 (2016-11) | ISO 17025
5476 | Electromagnetic compatibility (EMC). Generic standards. Immunity standard for industrial environments | EN IEC 61000-6-2 (2019) | ISO 17025
5477 | Electromagnetic compatibility of multimedia equipment - Emission requirements | CISPR 32 (2015) + A1 (2019) | ISO 17025
5478 | Electromagnetic compatibility of multimedia equipment - Immunity requirements | CISPR 35 (2016) | ISO 17025
5479 | Electromagnetic compatibility. Requirements for household appliances, electric tools and similar apparatus - Emission | EN 55014-1 (2019) | ISO 17025
5480 | Equipment for general lighting purposes - EMC immunity requirements | IEC 61547 ed 3.0 (2020) | ISO 17025
5481 | Equipment to be subject of Test Procedure for Electromagnetic Field Strength and Specific Absorption Rate (SAR) | KCC Public Notification 2011-10, K only (Jan. 26, 2011) | ISO 17025
5482 | ERM; ElectroMagnetic Compatibility (EMC) standard for radiio equipment and services; Part 19: Specific conditions for Receive Only Mobile Earth Stations (ROMES) operating in the 1.5 GHz band providing data communications | ETSI EN 301 489-19 V2.1.1 (2019-04) | ISO 17025
5483 | Generic standard for assessment of low power electronic and electrical equipment related to human exposure restrictions for electromagnetic fields (10 MHz - 300 GHz) | EN 50663 (2017) | ISO 17025
5484 | Household and similar electrical appliances - Safety - Part 2-45: Particular requirements for portable heating tools and similar appliances | IEC 60335-2-45 Ed. 3.2 (2012) | ISO 17025
5485 | Industrial trucks - Electromagnetic compatibility | EN 12895 (2015) + A1 (2019) | ISO 17025
5486 | Industrial, scientific and medical equipment - Radio-frequency disturbance characteristics - Limits and methods of measurement | CISPR 11 ED. 6.2 (2019) | ISO 17025
5487 | Industrial, scientific and medical equipment&mdash;Radio-frequency disturbance characteristics&mdash;Limits and methods of measurement (CISPR 11:2015 +AMD1:2016 (ED.6.1) MOD) | AS CISPR 11 (2017) | ISO 17025
5488 | Information technology equipment - Radio disturpance characteristics - Limits and methods of measurement | RSS-130, Issue 2 (February 2019) | ISO 17025
5489 | Information Technology Equipment (Including Digital Apparatus) - Limits and methods of measurement | ICES-003 Issue 6 (April 2019) | ISO 17025
5490 | Low-power Radio-frequency Devices - Technical Regulations | LP0002 (July 2020) | SAC 17025
5491 | Measurement methods for electromagnetic fields of household appliances and similar apparatus with regard to human exposure | EN 62233 (2008) | ISO 17025
5492 | Medical electrical equipment - Part 1-2: General requirements for safety - Collateral standard: Electromagnetic compatibility - Requirements and tests | IEC 60601-1-2, Ed. 4.0 (2014) + A1 (2020) | ISO 17025
5493 | Medical electrical equipment - Part 2-37: Particular requirements for the basic safety and essential performance of ultrasonic medical diagnostic and monitoring equipment | EN 60601-2-37 (2008) + A1 (2015); Clause 202 | ISO 17025
5494 | National technical regulation on electromagnetic compatibility for Base Station, Repeater, ancillary equipment of digital cellular telecommunications systems GSM, W-CDMA FDD and LTE | QCVN 103 (2016): BTTTT | ISO 17025
5495 | National technical regulation on Electromagnetic compatibility of multimedia equipment - Emission requirements | QCVN 118 (2018): BTTTT | ISO 17025
5496 | National technical regulation on Evolved Universal Terrestrial Radio Access (E-UTRA FDD) Repeater | QCVN 111 (2017):BTTT | ISO 17025
5497 | National technical regulation on Evolved Universal Terrestrial Radio Access (E-UTRA) Base Stations (BS) | QCVN 110 (2017):BTTTT | ISO 17025
5498 | National technical regulation on Evolved Universal Terrestrial Radio Access (E-UTRA) User Equipment (UE) - Radio Access | QCVN 117 (2018): BTTTT | ISO 17025
5499 | National technical regulation on general electromagnetic compatibility for radio broadband data transmission equipment | QCVN 112 (2017): BTTTT | ISO 17025
5500 | NOM (Normas Oficiales Mexicanas) Certification ​- the CE Mark for Mexico (involves EMC, Safety, etc) | NOM | ISO 17025
5501 | Point-to-multipoint broadband equipment operating in the bands 512-608 MHz for rural remote broadband systems (RRBS) (TV Channels 21 to 36) | RSS-196, Issue 2 (February 2019) | ISO 17025
5502 | Product standard to demonstrate the compliance of wireless communication devices with the basic restrictions and exposure limit values related to human exposure to electromagnetic fields in the frequency range from 30 MHz to 6 GHz: hand-held and body mounted devices in close proximity to the human body | EN 50566 (2017) | ISO 17025
5503 | Radio Equipment Directive (RED) Testing - Notified Body Services | Annex III, Conformity Assessment Modules B and C | ISO 17025
5504 | Short Range Devices (SRD); Radio equipment to be used in the 1 GHz to 40 GHz frequency range; Harmonised Standard for access to radio spectrum | ETSI EN 300 440 V2.2.1 (2018-07) | ISO 17025
5505 | The Third Generation Mobile Telecommunication Terminal Equipment Technical Specifications | PLMN08 (2018) | ISO 17025
5506 | Ultra-Low Power (ULP) Wireless Medical Capsule Endoscopy Devices Operating in the 430-440 MHz Band | RSS-246, Issue 1 (March 2019) | ISO 17025
5507 | Vehicles, Boats and Other Devices Propelled by an Internal Combustion Engine, Electrical Means or Both; Includes updates on e-labelling (Nov 2014) and diesel engine transition period (Feb 2017) | ICES-002 Issue 6, A1 (Mar 2013) | ISO 17025
5508 | Vehicular radar and airport fixed or mobile radar in the 76-81 GHz Frequency band | RSS-251, Issue 2 (July 2018) | ISO 17025
5509 | Wideband transmission systems; Data transmission equipment operating in the 2.4 GHz band; Harmonised Standard for access to radio spectrum | ETSI EN 300 328 V2.2.2 (2019-07) | ISO 17025
5510 | Wireless Coexistence Testing | IEEE 63.27 | ISO 17025
5511 | Wireless power transmission systems, using technologies other than radio frequency beam in the 19-21 kHz, 59-61 kHz, 79-90 kHz, 100-300 kHz, 6,765-6,795 kHz ranges; Harmonised Standard covering the essential requirements of article 3.2 of Directive 2014/53/EU | ETSI EN 303 417 V1.1.1 (2017-09) | ISO 17025
5512 | Zone enhancers | RSS-131, Issue 3 (May 2017) | ISO 17025
5513 | 10% Fines Value | BS 812 Part 111 | ISO 17025
5514 | Bulk Density | BS EN 1097- 3 , BS 812 Part 2 | ISO 17025
5515 | Bulk Density of Fresh Mortar | BS EN 1015-6 | ISO 17025
5516 | Calibration of Cube Mould | BS EN 12390-1 | ISO 17025
5517 | Clay, Silt and Dust (Decantation Method) | BS EN 933-1 , ASTM C117 , BS 812 Part 103.1 | ISO 17025
5518 | Compressive Strength | BS EN 12390-3 , BS 1881: Pt 116 | ISO 17025
5519 | Compressive Strength | ASTM C109 / C109M | ISO 17025
5520 | Concrete's Ability to Resist Chloride Ion Penetration (Rapid Chloride Permeability Test) | ASTM C1202 | ISO 17025
5521 | Crushing Value | BS 812 Part 110 | ISO 17025
5522 | Depth of Penetration of Water Under Pressure | BS EN 12390-8 | ISO 17025
5523 | Elongation Index | BS 812 Part 105.2 | ISO 17025
5524 | Fineness Modulus | ASTM C136 / C136M | ISO 17025
5525 | Flakiness Index | BS EN 933-3 , BS 812 Part 105.1 | ISO 17025
5526 | Flexural Strength | BS EN 12390-5 , BS 1881: Pt 118 | ISO 17025
5527 | Flow | ASTM C1437 | ISO 17025
5528 | Humus Content | BS EN 1744-1 + A1: (Clause 15.1) | ISO 17025
5529 | Los Angeles Abrasion | BS EN 1097-2 , ASTM C131/C131M , ASTM C535 | ISO 17025
5530 | Moisture Content (Oven Dried Method) | BS EN 1097 -5 , BS 812 Part 109 | ISO 17025
5531 | Organic Impurites | ASTM C40 / C40M | ISO 17025
5532 | Particle Size Distribution / Sieve Analysis | BS EN 933-1 , ASTM C136 / C136M , BS 812 Part 103.1 | ISO 17025
5533 | Relative Density & Water Absorption | BS EN 1097-6 , BS 812 Part 2 , ASTM C127 , ASTM C128 (Gravimetric Method) | ISO 17025
5534 | Setting Time | BS EN 196-3 | ISO 17025
5535 | Shape Index | BS EN 933-4 | ISO 17025
5536 | Shell Content | BS EN 933-7 , BS 812 Part 106 | ISO 17025
5537 | Soundness Test | BS EN 1367-2 , ASTM C88/C88M , BS 812 Part 121 | ISO 17025
5538 | Water Absorption | BS 1881 : Pt 122 | ISO 17025
5539 | Water Permeability | DIN 1048: Pt 5 | ISO 17025
5540 | Bend & Re-Bend Test | BS EN ISO 15630-1 & ISO 6892-1 , (BS 4482) , (BS 44495+A3) , (SS 560) , (SS 566) , MS ISO 15630-1 , (MS 146) , *SS427 , (SS 2: Part 1) , (SS 2: Part 2) , (SS 2: Part 3) , *ISO 10065 , ( ) : Specification | ISO 17025
5541 | Bend & Re-Bend Test | BS EN ISO 15630-2 , (BS 4483) , (SS 561) , *SS 427 , (SS 18: Part 1) , (SS 32: Part 1) , (SS 18: Part 2) , (SS 32: Part 2) , * : Superseded , ( ) : Specification | ISO 17025
5542 | Tensile Test | BS EN ISO 15630-2 , (BS 4483) , (SS 561) , *SS 456 , (SS 18: Part 1) , (SS 32: Part 1) , (SS 18: Part 2) , (SS 32: Part 2) , * : Superseded , ( ) : Specification | ISO 17025
5543 | Tensile Testing (Range of 0 to 600kN) | BS EN ISO 15630-1 & ISO 6892-1 , (BS 4482) , (BS 4449+A3) , (SS 560) , (SS 566) , MS ISO 15630-1, (MS 146) , *SS456 , (SS 2: Part 1) , (SS 2: Part 2) , (SS 2: Part 3) , ( ) : Specification | ISO 17025
5544 | Acceleration Testing | MIL-STD-202, Method 212, Test Conditions A and C only; MIL-STD-810 C/D/E/F/G, Method 513; MIL-E-5272, Rev C, 22 Jan 71, Para. 4.16 | ISO 17025
5545 | Acoustical Noise (bombarding the test unit with high level sound to cause vibrations, NOT measuring acoustics from a test unit – telecom cabinet.) | MIL-STD-810 C/D/E/F/G, Method 515, Procedure I only | ISO 17025
5546 | Loose Cargo Testing | MIL-STD-810 C/D/E/F/G Method 514 | ISO 17025
5547 | Shock Response Synthesis (SRS) | MIL-STD-810 C/D/E/F/G Method 516 | ISO 17025
5548 | Shock Testing | RTCA/DO-160, Section 7; MIL-STD-202 F/G, Methods 202, 205, and 213 (higher levels need drop tower); MIL-STD-810 C/D/E/F/ G, Methods 514, 516, Procedures I, II, III, and V; MIL-E-5272, Rev C, 22 Jan 71, Para. 4.15; IEC 68-2-27 | ISO 17025
5549 | Vibration Testing | RTCA/DO-160, Section 8; MIL-STD-202 F/G, Methods 201, 204, and 214; MIL-STD-810 C/D/E/F/G, Methods 514 and 516; MIL-E 5272, Rev C, 22 Jan 71, Para. 4.7; IEC 68-2-6, IEC 68-2-34 | ISO 17025
5550 | Bird Strike Testing | ASTM F330 | n/a
5551 | Blowing Rain Testing | MIL-STD-810 C/D/E/F/G Method 506, Procedure I | ISO 17025
5552 | Blowing Snow Testing - *See Limitations* |  | n/a
5553 | Drop/Impact Testing of Shippiung Containers | Commercial Item Description (CID) A-A-52462 (ex MIL-C-14200C) | n/a
5554 | Explosive Atmosphere Testing | MIL-STD-810 C/D/E/F/G, Method 511; RTCA/DO-160, Section 9 | ISO 17025
5555 | Fire Resistance / Flammability Testing | SAE AS 4273; ISO 2685; SAE AS 1055; SAE AIR 1377A; DOT/FAA AC 20-135; RTCA/DO-160, Section 26; DOT/FAA Power Plant Engineering Report No. 3A; Rolls-Royce Spec. MTR00072; Rolls-Royce Spec. FVR08366; Rolls-Royce Spec. JES 314-1, FAR 25.853 Temporarily out of service | ISO 17025
5556 | Flame Arrestor Testing |  | n/a
5557 | Fuel Icing Testing | SAE ARP 1401 | ISO 17025
5558 | Hail Impact Testing | UL 746C Section 57, ASTM F330 | n/a
5559 | Icing / Freezing Rain Testing | MIL-STD-810 C/D/E/F/G Method 521; RTCA/DO160 Section 24 | ISO 17025
5560 | Impulse Testing - Fuel Hoses | SAE ARP 603; SAE ARP 1383 | ISO 17025
5561 | Leakage Testing (Immersion) | MIL-STD-810 C/D/E/F/G, Method 512 | ISO 17025
5562 | Lightweight Hammer Testing | MIL-STD-901D | ISO 17025
5563 | Over Pressure Testing | RTCA/DO160 | ISO 17025
5564 | Pressure Drop Testing |  | n/a
5565 | Volcanic Ash Testing | n/a | n/a
5566 | Fuel Testing - Anti-Icing Additive Check | ASTM D5006 | n/a
5567 | Lubricity Tests (BOCLE) | ASTM D5001 | n/a
5568 | Titrations - Water Content in Fuel | N/A | n/a
5569 | Aercraft Fuel Systems Testing (Main fuel pump, Fuel Metering Unit (FMU), Fuel-Oil Heat Exchanger, Replication of physical engine installation, including all components and tubing; Simulation of Multiple Flight Cycles, Fuel System Contamination) | n/a | n/a
5570 | Air Flow (bleed air) Testing |  | ISO 17025
5571 | Ballistics | N/A | n/a
5572 | Blow Down Flow | Crissair T2233 | ISO 17025
5573 | Contamination - Fuel/Hydraulic/Pneumatic | N/A | ISO 17025
5574 | Continuous Flow / Endurance / Performance - Gas | ER8559 PW800 Fuel System Transient Ice Test Plan GEnx MFO QTS | ISO 17025
5575 | Continuous Flow / Endurance / Performance - Liquid | Triumph Thermal Systems ETS 2507; Honeywell 41-22911; Honeywell 12-77690; UTAS HSER32341; Rolls-Royce DNS190243 | ISO 17025
5576 | Hydraulic Testing - Skydrol and other fluids | n/a | ISO 17025
5577 | Hydrostatic Pressure / Burst Testing | Breeze Eastern ECO 28183; Amerex DTP ES-2010-1052; MIL-DTL-7905H; Goodrich ED/3424/55QS; Goodrich ED/3564/09QS; Honeywell SOW_WPI_PCE | ISO 17025
5578 | Performance Tests - Fuel/Hydraulic/Pneumatic | N/A | ISO 17025
5579 | Pneumatic Static Pressure / Burst / Pressure Decay Testing | Hamilton Sundstrand HSER 30110; UTAS ED/3578/07/DF; UTAS ED/3579/07/DP; Honeywell 08-75701; Honeywell 12-77690 | ISO 17025
5580 | Pyroshock testing - *See Limitations* |  | n/a
5581 | Detection of Intermetallic Phases | ASTM A923 (Methods A, B & C) | ISO 17025
5582 | Pitting Corrosion Resistance | ASTM G48 (Method A) | ISO 17025
5583 | Stress corrosion cracking | SIS 117102
5584 | Susceptibility to Intergranular Corrosion | ASTM G28-02 (2015) Method A, ASTM A262 Method C & E, EN ISO 3651-2:1998 Method A, B & C | ISO 17025
5585 | Susceptibility to Intergranular Corrosion | ASTM G110 | ISO 17025
5586 | Hardness & Microhardness Testing | ASTM E10, ASTM E18, ASTM E384, ASTM E92, SS-EN ISO 6506-1:2014, SS-EN ISO 6507-1:2006, SS-EN ISO 6508-1:2015 | ISO 17025
5587 | Bend Testing | SS-EN ISO 5173:2010, SS-EN ISO 7438:2016 | ISO 17025
5588 | Bend Testing | EN ISO 7438, EN ISO 5173 | ISO 17025
5589 | Charpy Impact Testing | ASTM A370, ASTM E23, SS-EN 10045-1:1990, SS-EN ISO 148-1:2010, ASTM A370 | ISO 17025
5590 | Density Determination | ASTM B311, SS-EN ISO 3369:2010 | ISO 17025
5591 | Fracture Toughness Testing | ASTM E399, ASTM E1290, BS 7448
5592 | Lateral Expansion and Percent Shear Impact Testing | ASTM A370, ASTM E23, EN ISO 148-1 | ISO 17025
5593 | Tensile Testing (Ambient Temperature) | EN ISO 6892-1, SS-EN 10002-1, ASTM E8/E8M, ASTM A370 | ISO 17025
5594 | Austenite Spacing | DNV-RP-F112 Section 7:2008 | ISO 17025
5595 | Decarburisation depth assessment | ISO 3887
5596 | Failure Analysis / Investigations | In house methods
5597 | General assessments of microstructure | In house methods
5598 | General Metallographic Evaluation | DNV-RP-F112 Section 7:2008, SS-EN 1321:1997, ASTM A923, ASTM E562 | ISO 17025
5599 | Grain Size | ASTM E112 | ISO 17025
5600 | Non metallic inclusion assessment | ASTM E45 Method A & D, DIN 50602
5601 | Volume Fraction | ASTM E562 | ISO 17025
5602 | Weld macro/micro assessment | SS-EN 1321:1997, EN ISO17639:2013 | ISO 17025
5603 | Civil NDT Training Courses - CSM NDT | ISO 9712 (EN 473) | ISO 17025
5604 | Dimensional Equipment Calibation - Length | According to Customer/Manufacturer specification | ISO/IEC 17025
5605 | Electrical Equipment Calibation - DC & Low frequency | According to Customer/Manufacturer specification | ISO/IEC 17025
5606 | Electrical Equipment Calibation - High voltage | According to Customer/Manufacturer specification | ISO/IEC 17025
5607 | Electrical Equipment Calibation - RF & Microwave | According to Customer/Manufacturer specification | ISO/IEC 17025
5608 | Equipment Calibation - Frequency and time | According to Customer/Manufacturer specification | ISO/IEC 17025
5609 | Equipment Calibation - Mass | According to Customer/Manufacturer specification | ISO/IEC 17025
5610 | Equipment Calibation - Temperature & Humidity | According to Customer/Manufacturer specification | ISO/IEC 17025
5611 | Mechanical Equipment Calibation - Acceleration | According to Customer/Manufacturer specification | N/A
5612 | Mechanical Equipment Calibation - Force | According to Customer/Manufacturer specification | ISO/IEC 17025
5613 | Mechanical Equipment Calibation - Pressure | According to Customer/Manufacturer specification | ISO/IEC 17025
5614 | Mechanical Equipment Calibation - Torque | According to Customer/Manufacturer specification | ISO/IEC 17025
5615 | Air Emissions Testing - Louisiana ( Butene, Hexene, Pentene, Propene, Dimethylbutane, Dimethylpropane, Methylbutane (Isopentane), Methylpentane (Isohexane), methylpropane (Isobutane), Methylpentane, Ethane, Ethylene, Methane, Butane, Hexane, Pentane, Propane, Trichloroethane, Tetrachloroethane, Trichloro-1,2,2-trifluoroethane (Freon 113), Trichloroethane, Dichloroethane, Dichloroethylene, Trimethylbenzene, Dibromoethane (EDB, Ethylene dibromide), Dichloropropane, Trimethylbenzene, Butadiene, Dioxane (1,4- Diethyleneoxide), Butanone (Methyl ethyl ketone, MEK), Hexanone, Ethyltoluene, Methyl-2-pentanone (MIBK), Acetone, Benzene, Benzyl chloride, Bromodichloromethane, Bromoform, Carbon disulfide, Carbon tetrachloride, Chlorobenzene, Chlorodibromomethane, Chloroethane (Ethyl chloride), Chloroform, Cyclohexane, Dichlorodifluoromethane (Freon-12), Dichlorotetrafluoroethane, Ethyl acetate, Ethylbenzene, Methyl bromide (Bromomethane), Methyl chloride (Chloromethane), Methyl tert-butyl ether (MTBE), Methylene chloride, Propylene, Styrene, Tetrachloroethylene, Tetrahydrofuran (THF), Toluene, Trichloroethene (Trichloroethylene), Trichlorofluoromethane, Vinyl acetate, Vinyl chloride, Xylene (total), Dichloroethylene, Dichloropropene, xylene, Heptane, Dichloropropylene, Butadiene, Carbon dioxide, Carbon monoxide, Ethylene, Hydrogen, Methane, Nitrogen, Oxygen, Propane) - Method 18, TO-15, GHG (greenhouse gas), ASTM D1945, ASTM D1946, Methane, BTU, | EPA 18, EPA TO-15, ASTM D1946-90, Method 18, TO-15, GHG (greenhouse gas), ASTM D1945, ASTM D1946 | State of Louisiana Department of Environmental Quality (LELAP) (LDEQ)
5616 | Air Emissions Testing - Texas (Carbon dioxide, Carbon monoxide, Ethane, Hydrogen, Methane, Nitrogen, Propene (Propylene), Ethene, n-Butane, n-Hexane, n-Pentane, n-Propane, Trichloroethane, Tetrachloroethane, -Trichloro-1,2,2-trifluoroethane (Freon 113), Trichloroethane, Dichloroethane, Dichloroethylene, Trimethylbenzene, Dibromoethane (EDB, Ethylene dibromide), Dichlorobenzene, Dichloroethane (Ethylene dichloride), Dichloropropane, Trimethylbenzene, Butadiene, Dichlorobenzene, Dioxane (1,4-Diethyleneoxide), Propene (Propylene), Butanone (Methyl ethyl ketone, MEK), Ethyltoluene, Benzene, Benzyl chloride, Bromodichloromethane, Bromoform, Carbon tetrachloride, Chlorobenzene, Chlorodibromomethane, Chloroethane (Ethyl chloride), Chloroform, Dichloroethylene, Dichloropropene, Cyclohexane, Dichlorodifluoromethane (Freon-12), Ethylbenzene, xylene, Methyl bromide (Bromomethane), Methyl chloride (Chloromethane), Methyl isobutyl ketone (Hexone) (MIBK), Methyl tert-butyl ether (MTBE), Methylene chloride (Dichloromethane), Heptane, Hexane, Xylene, Styrene, Tetrachloroethylene (Perchloroethylene), Toluene, Dichloroethylene, Dichloropropylene, Trichloroethene (Trichloroethylene), Trichlorofluoromethane (Fluorotrichloromethane, Freon 11), Vinyl acetate, Vinyl chloride, Xylene (total), Method 18, TO-15, GHG (greenhouse gas), ASTM D1945, ASTM D1946, Methane, BTU,) | ASTM D1946, EPA RM 18, EPA TO-15, Method 18, TO-15, GHG (greenhouse gas), ASTM D1945, ASTM D1946 | NELAP, Texas Commission on Environmental Quality (TCEQ)
5617 | Aquatic Toxicity Testing ( Bioassay, biomonitoring) - Drilling Fluids, Synthetic Based-Muds, Sediment Toxicity | NPDES, LC50, | Oklahoma Department of Environmental Quality (ADEQ), Louisiana DEQ, Texas Committee for Environemntal Quality (TCEQ)
5618 | Aquatic Toxicity Testing ( Bioassay, biomonitoring) - Freshwater: Fish, Minnows, Daphnia, Water fleas | NPDES, Chronic, Acute, LC50 | Oklahoma Department of Environmental Quality (ADEQ), Louisiana DEQ, Texas Committee for Environemntal Quality (TCEQ)
5619 | Aquatic Toxicity Testing ( Bioassay, biomonitoring) - Salt water, Produced water, Marine: Fish, Mysid shrimp | NPDES, Chronic, Acute, LC5 | Oklahoma Department of Environmental Quality (ADEQ), Louisiana DEQ, Texas Committee for Environemntal Quality (TCEQ)
5620 | Crude Oil in drilling fluids - Louisiana (Crude Oil) -- Formation oil in drilling mud, GMG2900000 permit, | EPA 1655, GMG2900000 | State of Louisiana Department of Environmental Quality (LELAP) (LDEQ)
5621 | Drilling Fluids - Aquatic Toxicity Testing - Louisiana ( Bioassay, biomonitoring) - Drilling Fluids, Synthetic Based-Muds, Sediment Toxicity (96-hour LC50, LC50 Survival, Mysidopsis Bahia, 10-day definitive LC50, Leptochirus plumulosus, Toxicity Ratio) | NPDES, LC50, EPA 1619, EPA 1644, | State of Louisiana Department of Environmental Quality (LELAP) (LDEQ)
5622 | Drilling Fluids - Aquatic Toxicity Testing - Texas ( Bioassay, biomonitoring) - Drilling Fluids, Synthetic Based-Muds, Sediment Toxicity | N/A | NELAP, Texas Commission on Environmental Quality (TCEQ)
5623 | E&P Waste Testing - Texas (n-Hexane Extractable Material (HEM) (O&G), Silica Gel Treated n-Hexane Extratable Material (SGT-HEM), Paint Filter Liquids Test, Chlorida, Alkalinity as CaCO3, LDNR 29B, SAR, CEC, ESP, EC, Heavy metals, Oil & Grease, True Total Barium, Leachate test) | EPA 9071, EPA 9095, EPA 9253, SM 2320 B, LDNR 29B | NELAP, Texas Commission on Environmental Quality (TCEQ)
5624 | E&P Waste Testing 29B - Louisiana - LDNR 29B, SAR, CEC, ESP, EC, Heavy metals, Oil & Grease, True Total Barium, Leachate test ---- (Bromide, Chloride, Nitrate, Nitrate as N, Nitrate-Nitrite, Nitrite, Nitrite as N, Sulfate, Oil & Grease, Percent Moisture, Percent Solids, Total Petroleum Hydrocarbons (TPH), pH, Free liquid, Alkalinity as CaCO3, Alkalinity, bicarbonate, Alkalinity, carbonate, Cation Exchange Capacity (CEC), Electrical Conductivity (EC), Exchangable Sodium Percentage (ESP), Leachable Chlorides Test, Leachate Oil and Grease, Leachate Test, Moisture % (LDNR 29-B), Sample Preparation Procedure (LDNR 29-B), Saturated Paste Preparation, Saturation %, Sodium Absorption Ratio (SAR), Soluble Cation Extraction Procedure, Soluble Cations (na, Ca, Mg), True Total Barium, pH (LDNR 29-B)) | EPA 9056A, EPA 9071B, EPA 9253, EPA 9045D, EPA 9095B, SM 2320 B, LDNR 29-B, LDNR 29B | State of Louisiana Department of Environmental Quality (LELAP) (LDEQ)
5625 | Foreign Soil Permit |  | n/a
5626 | Freshwater - Aquatic Toxicity Testing - Louisiana ( Bioassay, biomonitoring) - Fresh water: Fish, Minnows, Daphnia, Water fleas (Ceriodaphnia dubia, LC50 Survival, NOEC Survival, Daphnia magna, Daphnia pulex, Mysidopsis Bahia, Menidia beryllina, IC25 (ON) Growth, IC25 Survival, NOEC (ON) Growth, Pimephales promelas, IC25 Reproduction, NOEC Reproduction) | NPDES, Chronic, Acute, LC50, EPA 2002 Ceriodaphnia dubia Acute MHSF 25ºC, EPA 2021.0 - Daphnia magna, 48-hr Acute, nonrenewal, MHSF 25°C, EPA 821/R-02/012 (2021.0), EPA 1000.0, EPA 1002.0, EPA 2000.0, | State of Louisiana Department of Environmental Quality (LELAP) (LDEQ)
5627 | Freshwater - Aquatic Toxicity Testing - Louisiana ( Bioassay, biomonitoring) - Fresh water: Fish, Minnows, Daphnia, Water fleas (Tox chronic fw organism, Chronic toxicity, Pimephales promelas, Tox, Chronic, estu&marine organism, Pimephales promelas, Daphnia magna, Ceriodaphnia dubia) | NPDES, Chronic, Acute, LC50, EPA 1000, EPA 1000.0, EPA 1001, EPA 1002, EPA 1002.0, EPA 2000.0, EPA 2021.0 Daphnia Magna Acute MHSF 20, EPA Ceriodaphnia Acute MHSF 20, EPA Ceriodaphnia Acute MHSF 25, EPA Mysid Chronic 40 F | Oklahoma Department of Environmental Quality (ODEQ)
5628 | Freshwater - Aquatic Toxicity Testing - Texas ( Bioassay, biomonitoring) - Fresh water: Fish, Minnows, Daphnia, Water fleas (Chronic toxicity, Acute toxicity | NPDES, Chronic, Acute, LC50, EPA 1000.0, EPA 1002.0, EPA 2000.0, EPA 2002.0, EPA 2021.0, | NELAP, Texas Commission on Environmental Quality (TCEQ)
5629 | LDEQ Risk Evaluation and Corrective Action Program (RECAP) - Louisiana ---- (Acid Digestion of Sediments, Sludges, and soils, Automated Soxhlet Extraction, Ultrasonic Extraction, Closed-System Purge-and-Trap and Extraction for Volatile Organics in Soil and Waste Samples, Aluminum, Antimony, Arsenic, Barium, Beryllium, Boron, Cadmium, Calcium, Chromium, Cobalt, Copper, Iron, Lead, Magnesium, Manganese, Molybdenum, Nickel, Potassium, Selenium, Silver, Sodium, Strontium, Thallium, Tin, Titanium, Total Phosphorus, Vanadium, Zinc, Mercury, Diesel range organics (DRO), Gasoline range organics (GRO), Total Petroleum Hydrocarbons (Aviation Gasoline Range), Total Petroleum Hydrocarbons (Jet Fuel Range), Total Petroleum Hydrocarbons (Oil Range), Benzene, Ethylbenzene, Toluene, Xylene (total), Tetrachloroethane, Trichloroethane, Dichloroethane, Dichloroethylene, Dichloropropene, Trichlorobenzene, Trichloropropane, Trimethylbenzene, Dibromo-3-chloropropane (DBCP), Dibromoethane (EDB, Ethylene dibromide), Dichlorobenzene, Dichloroethane (Ethylene dichloride), Dichloropropane, Trimethylbenzene, Dichlorobenzene, Dichloropropane, Butanone (Methyl ethyl ketone, MEK), Chloroethyl vinyl ether, Chlorotoluene, Hexanone, Chlorotoluene, Methyl-2-pentanone (MIBK), Acetone, Acrolein (Propenal), Acrylonitrile, Benzene, Bromobenzene, Bromochloromethane, Bromodichloromethane, Bromoform, Carbon disulfide, Carbon tetrachloride, Chlorobenzene, Chlorodibromomethane, Chloroethane (Ethyl chloride), Chloroform, Dibromomethane (Methylene bromide), Dichlorodifluoromethane (Freon-12), Ethyl methacrylate, Ethylbenzene, Iodomethane (Methyl iodide), Isopropylbenzene, Methyl bromide (Bromomethane), Methyl chloride (Chloromethane), Methyl methacrylate, Methyl tert-butyl ether (MTBE), Methylene chloride (Dichloromethane), Naphthalene, Styrene, Tetrachloroethylene (Perchloroethylene), Toluene, Trichloroethene (Trichloroethylene), Trichlorofluoromethane (Fluorotrichloromethane, Freon 11), Vinyl acetate, Vinyl chloride, Xylene (total), cis & trans-1,2-Dichloroethene, cis-1,2-Dichloroethylene, cis-1,3-Dichloropropene, cis-1,4-Dichloro-2-butene, n-Butylbenzene, n-Propylbenzene, sec-Butylbenzene, tert-Butylbenzene, trans-1,2-Dichloroethylene, trans-1,3-Dichloropropylene, trans-1,4-Dichloro-2-butene, Biphenyl (BZ-0), Tetrachlorobenzene, Trichlorobenzene, Dichlorobenzene, Diphenylhydrazine, Dinitrobenzene (1,3-DNB), Tetrachlorophenol, Trichlorophenol, Trichlorophenol, Dichlorophenol, Dimethylphenol, Dinitrophenol, Dinitrotoluene (2,4-DNT), Dichlorophenol, Dinitrotoluene (2,6-DNT), Butoxyethanol, Chloronaphthalene, Chlorophenol, Methyl-4,6-dinitrophenol (4,6-Dinitro-2-methylphenol), Methylaniline (o-Toluidine), Methylnaphthalene, Methylphenol (o-Cresol), Nitroaniline, Nitrophenol, Picoline (2-Methylpyridine), Dichlorobenzidine, Nitroaniline, Bromophenyl phenyl ether, Chloro-3-methylphenol, Chloroaniline, Chlorophenyl phenylether, Nitroaniline, Nitrophenol, Acenaphthene, Acenaphthylene, Acetophenone, Aniline, Anthracene, Benzidine, Benzo(a)anthracene, Benzo(a)pyrene, Benzo(b)fluoranthene, Benzo(g,h,i)perylene, Benzo(k)fluoranthene, Benzoic acid, Benzyl alcohol, Butyl benzyl phthalate, Carbazole, Chrysene, Di(2-ethylhexyl) phthalate (bis(2-Ethylhexyl)phthalate, DEHP), Di-n-butyl phthalate, Di-n-octyl phthalate, Dibenz(a,h) anthracene, Dibenzofuran, Diethyl phthalate, Dimethyl phthalate, Dinoseb (2-sec-butyl-4,6-dinitrophenol, DNBP), Fluoranthene, Fluorene, Hexachlorobenzene, Hexachlorobutadiene, Hexachlorocyclopentadiene, Hexachloroethane, Indeno(1,2,3-cd) pyrene, Isophorone, Naphthalene, Nitrobenzene, Pentachlorobenzene, Pentachlorophenol, Phenanthrene, Phenol, Pyrene, Pyridine, Total Cresols, bis(2-Chloroethoxy)methane, bis(2-Chloroethyl) ether, bis(2-Chloroisopropyl) ether, m+p cresols, Nitrosodi-n-propylamine, Nitrosodimethylamine, Nitrosodiphenylamine, Fractional Organic Carbon (FOC), Organic Content of Soil by Ignition, Percent Ash, EPH Aliphatic C10-C12, EPH Aliphatic C12-C16, EPH Aliphatic C16-C35, EPH Aliphatic C19-C36, EPH Aliphatic C9-C18, EPH Aromatic C10-C12, EPH Aromatic C11-C22, EPH Aromatic C12-C16, EPH Aromatic C16-C21, EPH Aromatic C21-C35, VPH Aliphatic C5-C8, VPH Aliphatic C6-C8, VPH Aliphatic C8-C10, VPH Aliphatic C9-C12, VPH Aromatic C8-C10, VPH Aromatic C9-C10, Total Petroleum Hydrocarbons (>C10-C28), Total Petroleum Hydrocarbons (>C12-C28), Total Petroleum Hydrocarbons (>C28-C35), Total Petroleum Hydrocarbons (C6-C12), Total Petroleum Hydrocarbons (C6-C35), Total Petroleum Hydrocarbons (TPH), Total Petroleum Hydrocarbons C6 - C10), LDEQ Trust Fund, RECAP, site investigation & remediation, BTEX&MBE, TPH, PAH, EPH, Heavy metals, VOC, SVOC, Volatile compounds, Semi-Volatile compounds, Priority Pollutants) | EPA 1010, EPA 1311, EPA 1312, EPA 7.3.3.2, EPA 7.3.4.2, EPA 1010, EPA 1311, EPA 1312, EPA 3050B, EPA 3541, EPA 3550C, EPA 5035, EPA 6010B, EPA 7471A, EPA 8015B, EPA 8021B, EPA 8260 B, EPA 8270C, ASTM D2974, MADEP EPH, MADEP VPH, TNRCC 1005, | State of Louisiana Department of Environmental Quality (LELAP) (LDEQ)
5630 | Mercury wipes test - during and after the decontamination process for offshore production platform, hydrocarbon processing equipment and transportation system, downstream processing plants | EPA 7141A
5631 | Non-Potable Water Analysis - Arkansas (Alkalinity, Ammonia, BOD, CBOD, Chloride, Chlorine, COD, Conductivity, Cyanide, Hardness, Nitrate, Nitrite, Oil & Grease, pH, Phenol, Set Solids, Sulfate, Sulfide, TDS, TKN, TOC, Total Phosphorus, Total Solids, TSS, Turbidity, Vol Solids, Aluminum, Antimony, Arsenic, Barium, Beryllium, Boron, Cadmium, Calcium, Chromium, Cobalt, Copper, Iron, Lead, Magnesium, Manganese, Mercury, Molybdenum, Nickel, Pottassium, Selenium, Silica, Silver, Sodium, Strontium, Thallium, Tin, Titanium, Vanadium, Zinc, Fecal Coliform, Total Coliform, Corrosivity, DRO, GRO, Ignitability, TPH, Semi-volatiles, Volatile Organics, NPDES, Bacteria, Wastewater testing, DMR (discharge monitoring report), Groudwater testing, Saltwater testing, BTEX&MBE, TPH, PAH, EPH, Heavy metals, VOC, SVOC, Volatile compounds, Semi-Volatile compounds, Priority Pollutants) |  | Arkansas Department of Environmental Quality (ADEQ)
5632 | Non-Potable Water Analysis - Louisiana - NPDES, Bacteria, Wastewater testing, DMR (discharge monitoring report), Produced water, Overboard, Groudwater testing, Saltwater testing, BTEX&MBE, TPH, PAH, EPH, Heavy metals, VOC, SVOC, Volatile compounds, Semi-Volatile compounds, Priority Pollutants --- (Chromium, Total Nitrogen, Conductivity, Resistivity, Salinity, Residue-volatile, Volatile suspended solids, Aluminum, Antimony, Arsenic, Barium, Beryllium, Boron, Cadmium, Calcium, Chromium, Cobalt, Copper, Iron, Lead, Magnesium, Manganese, Molybdenum, Nickel, Potassium, Selenium, Silica as SiO2, Silver, Sodium, Strontium, Thallium, Tin, Titanium, Total Phosphorus, Vanadium, Zinc, Mercury, Bromide, Chloride, Fluoride, Nitrate, Nitrate-Nitrite, Nitrite, Sulfate, Cyanide, Ammonia as N, Kjeldahl nitrogen, Total Phenolics, Benzene, Ethylbenzene, Toluene, Xylene, Trichloroethane, Tetrachloroethane, Dichloroethane, Dichloroethylene, Dichlorobenzene, Dichloropropane, Dichlorobenzene, Butanone, Chloroethyl vinyl ether, Methyl-2-pentanone, Acetone, Acrolein (Propenal), Acrylonitrile, Benzene, Bromodichloromethane, Bromoform, Carbon disulfide, Carbon tetrachloride, Chlorobenzene, Chlorodibromomethane, Chloroethane, Chloroform, Divinylbenzene (vinylstyrene), Ethylbenzene, Methyl bromide (Bromomethane), Methyl chloride (Chloromethane), Methyl methacrylate, Methyl tert-butyl ether (MTBE), Methylene chloride, Styrene, Tetrachloroethylene, Toluene, Trichloroethene (Trichloroethylene), Trichlorofluoromethane, Vinyl acetate, Vinyl chloride, Xylene, Dichloroethylene, Dichloropropene, Dichloropropylene, Trichlorobenzene, Dinitrobenzene, Diphenylhydrazine, Dinitrobenzene, Dichlorophenol, Trichlorophenol, Dimethylphenol, Dinitrophenol, Dinitrotoluene (2,4-DNT), Dichlorophenol, Dinitrotoluene (2,6-DNT), Butoxyethanol, Chloronaphthalene, Chlorophenol, Methyl-4,6-dinitrophenol, Methylnaphthalene, Methylphenol (o-Cresol), Nitroaniline, Nitrophenol, Methylphenol, Dichlorobenzidine, Dichlorophenol, Nitroaniline, Bromophenyl phenyl ether, Chloro-3-methylphenol, Chloroaniline, Chlorophenyl phenylether, Nitroaniline, Nitrophenol, Acenaphthene, Acenaphthylene, Acetophenone, Aniline, Anthracene, Benzidine, Benzo(a)anthracene, Benzo(a)pyrene, Benzo(b)fluoranthene, Benzo(g,h,i)perylene, Benzo(k)fluoranthene, Benzoic acid, Benzyl alcohol, Butyl benzyl phthalate, Carbazole, Chrysene, Di(2-ethylhexyl) phthalate, Di-n-butyl phthalate, Di-n-octyl phthalate, Dibenz(a,h) anthracene, Dibenzofuran, Diethyl phthalate, Dimethyl phthalate, Ethylene glycol dimethacrylate, Fluoranthene, Fluorene, Hexachlorobenzene, Hexachlorobutadiene, Hexachlorocyclopentadiene, Hexachloroethane, Indeno(1,2,3-cd) pyrene, Isophorone, Naphthalene, Nitrobenzene, Pentachlorobenzene, Pentachlorophenol, Phenanthrene, Phenol, Pyrene, Pyridine, Total Tetrachlorobenzenes, alpha-Terpineol, bis(2-Chloroethoxy)methane, bis(2-Chloroethyl) ether, bis(2-Chloroisopropyl) ether, m+p chlorophenols, Decane, Nitrosodi-n-propylamine, Nitrosodimethylamine, Nitrosodiphenylamine, Octadecane, Hexane Extractable Material (HEM), Hexane Extractable Material - Silica Gel Treated (HEM-SGT), Oil & Grease, Total Petroleum Hydrocarbons (TPH), Acid Digestion of Aqueous samples and Extracts for Total Metals, Separatory Funnel Liquid-liquid extraction, Antimony, Arsenic, Beryllium, Boron, Cadmium, Lead, Diesel range organics (DRO), Gasoline range organics (GRO), Total Petroleum Hydrocarbons (Aviation Gasoline Range), Total Petroleum Hydrocarbons (Jet Fuel Range), Total Petroleum Hydrocarbons (Oil Range), Benzene, Ethylbenzene, Toluene, Xylene, Tetrachloroethane, Trichloroethane, Tetrachloroethane, Trichloroethane, Dichloroethane, Dichloroethylene, Dichloropropene, Trichlorobenzene, Trichloropropane, Trichlorobenzene, Trimethylbenzene, Dibromo-3-chloropropane, Dibromoethane (EDB, Ethylene dibromide), Dichlorobenzene, Dichloroethane (Ethylene dichloride), Dichloropropane, Trimethylbenzene, Dichlorobenzene, Dichloropropane, Dichlorobenzene, Dichloropropane, Butanone (Methyl ethyl ketone, MEK), Chloroethyl vinyl ether, Chlorotoluene, Hexanone, Chlorotoluene, Methyl-2-pentanone (MIBK), Acetone, Acrolein (Propenal), Acrylonitrile, Benzene, Bromobenzene, Bromochloromethane, Bromodichloromethane, Bromoform, Carbon disulfide, Carbon tetrachloride, Chlorobenzene, Chlorodibromomethane, Chloroethane (Ethyl chloride), Dibromomethane (Methylene bromide), Dichlorodifluoromethane (Freon-12), Ethyl methacrylate, Ethylbenzene, Iodomethane (Methyl iodide), Isopropylbenzene, Methyl bromide (Bromomethane), Methyl chloride (Chloromethane), Methyl methacrylate, Methyl tert-butyl ether (MTBE), Methylene chloride (Dichloromethane), Naphthalene, Styrene, Tetrachloroethylene (Perchloroethylene), Toluene, Trichloroethene (Trichloroethylene), Trichlorofluoromethane (Fluorotrichloromethane, Freon 11), Vinyl acetate, Vinyl chloride, Xylene, cis & trans-1,2-Dichloroethene, cis-1,2-Dichloroethylene, cis-1,3-Dichloropropene, cis-1,4-Dichloro-2-butene, n-Butylbenzene, n-Propylbenzene, sec-Butylbenzene, tert-Butylbenzene, trans-1,2-Dichloroethylene, trans-1,3-Dichloropropylene, trans-1,4-Dichloro-2-butene, Biphenyl (BZ-0), Tetrachlorobenzene, Trichlorobenzene, Dichlorobenzene, Diphenylhydrazine, Dichlorobenzene, Dinitrobenzene (1,3-DNB), Dichlorobenzene, Tetrachlorophenol, Trichlorophenol, Trichlorophenol, Dichlorophenol, Dimethylphenol, Dinitrophenol, Dinitrotoluene (2,4-DNT), Dichlorophenol, Dinitrotoluene (2,6-DNT), Butoxyethanol, Chloronaphthalene, Chlorophenol, Methyl-4,6-dinitrophenol (4,6-Dinitro-2-methylphenol), Methylaniline (o-Toluidine), Methylnaphthalene, Methylphenol (o-Cresol), Nitroaniline, Nitrophenol, Picoline (2-Methylpyridine), Dichlorobenzidine, Nitroaniline, Bromophenyl phenyl ether, Chloro-3-methylphenol, Chloroaniline, Chlorophenyl phenylether, Nitroaniline, Nitrophenol, Acenaphthene, Acenaphthylene, Acetophenone, Aniline, Anthracene, Benzidine, Benzo(a)anthracene, Benzo(a)pyrene, Benzo(b)fluoranthene, Benzo(g,h,i)perylene, Benzo(k)fluoranthene, Benzoic acid, Benzyl alcohol, Butyl benzyl phthalate, Carbazole, Chrysene, Di(2-ethylhexyl) phthalate (bis(2-Ethylhexyl)phthalate, DEHP), Di-n-butyl phthalate, Di-n-octyl phthalate, Dibenz(a,h) anthracene, Dibenzofuran, Diethyl phthalate, Dimethyl phthalate, Dinoseb (2-sec-butyl-4,6-dinitrophenol, DNBP), Fluoranthene, Fluorene, Hexachlorobenzene, Hexachlorobutadiene, Hexachlorocyclopentadiene, Hexachloroethane, Indeno(1,2,3-cd) pyrene, Isophorone, Naphthalene, Nitrobenzene, Pentachlorobenzene, Pentachlorophenol, Phenanthrene, Phenol, Pyrene, Pyridine, Total Cresols, bis(2-Chloroethoxy)methane, bis(2-Chloroethyl) ether, bis(2-Chloroisopropyl) ether, n-Nitrosodi-n-propylamine, n-Nitrosodimethylamine, n-Nitrosodiphenylamine, 2-Methylnaphthalene, Acenaphthene, Acenaphthylene, Anthracene, Benzo(a)anthracene, Benzo(a)pyrene, Benzo(b)fluoranthene, Benzo(k)fluoranthene, Chrysene, Dibenz(a,h) anthracene, Fluoranthene, Fluorene, Indeno(1,2,3-cd) pyrene, Naphthalene, Phenanthrene, Bromide, Chloride, Sulfate, Ceriodaphnia dubia, Organic nitrogen, pH, Purge and trap for aqueous phase samples, Specific Gravity (Relative Density), Alkalinity as CaCO3, Alkalinity by phenolphthalein titration, Alkalinity, bicarbonate, Alkalinity, carbonate, Calcium hardness as CaCO3, Total hardness as CaCO3, Turbidity, Residue-total, Residue-filterable (TDS), Residue-nonfilterable (TSS), Residue-settleable, Temperature, deg. C, Chromium VI, Chlorine, Residual free chlorine, Total residual chlorine, Chloride, pH, Oxygen, dissolved, Sulfide, Sulfite-SO3, Biochemical oxygen demand, Carbonaceous BOD, CBOD, Total Organic Carbon, Total coliforms, Fecal coliforms, Chemical oxygen demand, EPH Aliphatic C10-C12, EPH Aliphatic C12-C16, EPH Aliphatic C16-C35, EPH Aliphatic C19-C36, EPH Aliphatic C9-C18, EPH Aromatic C10-C12, EPH Aromatic C11-C22, EPH Aromatic C12-C16, EPH Aromatic C16-C21, EPH Aromatic C21-C35, VPH Aromatic C9-C10, VPH Aliphatic C5-C8, VPH Aliphatic C6-C8, VPH Aliphatic C8-C10, VPH Aliphatic C9-C12, VPH Aromatic C8-C10, VPH Aromatic C9-C10, Total Petroleum Hydrocarbons (>C10-C28), Total Petroleum Hydrocarbons (>C12-C28), Total Petroleum Hydrocarbons (>C28-C35), Total Petroleum Hydrocarbons (C6-C12), Total Petroleum Hydrocarbons (C6-C35), Total Petroleum Hydrocarbons (TPH), Total) Petroleum))Hydrocarbons C6 - C10 | EPA 200.7 minus SM 3500 Cr B, EPA 6010B minus SM 3500 Cr B, EPA 9056A plus EPA 351.2, EPA 353.2 plus EPA 351.2, EPA 300.0 plus EPA 351.2, EPA 120.1, EPA 160.4, EPA 200.7, EPA 245.1, EPA 273.1, EPA 300.0, EPA 335.4, EPA 350.1, EPA 351.2, EPA 353.2, EPA 420.4, EPA 602, EPA 624, EPA 625, EPA 1664A, EPA 3010A, EPA 3510C, EPA 6010B, EPA 7470A, EPA 8015B, EPA 8021B, EPA 8260B, EPA 8270C, EPA 8310, EPA 9056A, EPA 351.2 minus EPA 350.1, EPA 9040C, SM 2710 F, SM 2320 B-97, SM 2130 B-2001, SM 2540 B-97, SM 2540 C-97, SM 2540 D-97, SM 2540 F-97, SM 2550 B-2000, SM 3500-Cr B-2009, SM 4500-Cl G-2000, SM 4500-Cl¯ B-97, SM 4500-H+ B-2000, SM 4500-O G-2001, SM 4500-S2¯ D-2011, SM 4500-S2¯ F-2000, SM 4500-SO3¯ B-2000, SM 5210 B-2001, SM 9222 B (M-Endo)-97, SM 9222 D (m-FC)-97, MADEP EPH, TNRCC 1005 | State of Louisiana Department of Environmental Quality (LELAP) (LDEQ)
5633 | Non-Potable Water Analysis - Oklahoma ---- (NPDES, Bacteria, Wastewater testing, DMR (discharge monitoring report), Groudwater testing, Saltwater testing, BTEX&MBE, TPH, PAH, EPH, Heavy metals, VOC, SVOC, Volatile compounds, Semi-Volatile compounds, Priority Pollutants) | N/A | Oklahoma Department of Environmental Quality (ODEQ)
5634 | Non-Potable Water Analysis- Texas (NPDES, Bacteria, Wastewater testing, DMR (discharge monitoring report), Groudwater testing, Saltwater testing, BTEX&MBE, TPH, PAH, EPH, Heavy metals, VOC, SVOC, Volatile compounds, Semi-Volatile compounds, Priority Pollutants) | EPA 120.1, EPA 160.4, EPA 1664, EPA 200.7, EPA 245.1, EPA 273.1, EPA 300.0, EPA 335.4, EPA 350.1, EPA 351.2, EPA 353.2, EPA 420.4, EPA 6010, EPA 602, EPA 624, EPA 625, EPA 7470, EPA 8015, EPA 8021, EPA 8260, EPA 8270, EPA 8310, EPA 9040, EPA 9056, EPA 9253, HACH 8000, SM 2130 B, SM 2320 B, SM 2340 B, SM 2540 B, SM 2540 C, SM 2540 D, SM 2540 F, SM 3500-Cr B, SM 4500-Cl B, SM 4500-Cl G, SM 4500-Cl¯ B, SM 4500-H+ B, SM 4500-O G, SM 4500-S2¯ D, SM 4500-S2¯ F, SM 4500-SO3¯ B, SM 5210 B, SM 5310 B, SM 9222 B / 9222 B.5c, SM 9222 D | NELAP, Texas Commission on Environmental Quality (TCEQ)
5635 | Office of Chemical Safety and Pollution Prevention (OCSPP) | 850.1010, 850.1075, 850.1035, 850.1300, 850.5400 | Follow GLP Guidelines
5636 | Organisation for Economic Co-operation and Development (OECD) Standards for Chemical Testing | 201, 202, 203, 211 | Follow GLP Guidelines
5637 | RCRA/Hazardous Waste Characterizatin - Louisiana ---- (Ignitability, Toxicity Characteristic Leaching Procedure (TCLP), Synthetic Precipitation Leaching Procedure, Acid Digestion of Sediments, Sludges, and soils, Automated Soxhlet Extraction, Ultrasonic Extraction, Closed-System Purge-and-Trap and Extraction for Volatile Organics in Soil and Waste Samples, Aluminum, Antimony, Arsenic, Barium, Beryllium, Boron, Cadmium, Calcium, Chromium, Cobalt, Copper, Iron, Lead, Magnesium, Manganese, Molybdenum, Nickel, Potassium, Selenium, Silver, Sodium, Strontium, Thallium, Tin, Titanium, Total Phosphorus, Vanadium, Zinc, Mercury, Diesel range organics (DRO), Gasoline range organics (GRO), Total Petroleum Hydrocarbons (Aviation Gasoline Range), Total Petroleum Hydrocarbons (Jet Fuel Range), Total Petroleum Hydrocarbons (Oil Range), Benzene, Ethylbenzene, Toluene, Xylene (total), Tetrachloroethane, Trichloroethane, Dichloroethane, Dichloroethylene, Dichloropropene, Trichlorobenzene, Trichloropropane, Trimethylbenzene, Dibromo-3-chloropropane (DBCP), Dibromoethane (EDB, Ethylene dibromide), Dichlorobenzene, Dichloroethane (Ethylene dichloride), Dichloropropane, Trimethylbenzene, Dichlorobenzene, Dichloropropane, Butanone (Methyl ethyl ketone, MEK), Chloroethyl vinyl ether, Chlorotoluene, Hexanone, Chlorotoluene, Methyl-2-pentanone (MIBK), Acetone, Acrolein (Propenal), Acrylonitrile, Benzene, Bromobenzene, Bromochloromethane, Bromodichloromethane, Bromoform, Carbon disulfide, Carbon tetrachloride, Chlorobenzene, Chlorodibromomethane, Chloroethane (Ethyl chloride), Chloroform, Dibromomethane (Methylene bromide), Dichlorodifluoromethane (Freon-12), Ethyl methacrylate, Ethylbenzene, Iodomethane (Methyl iodide), Isopropylbenzene, Methyl bromide (Bromomethane), Methyl chloride (Chloromethane), Methyl methacrylate, Methyl tert-butyl ether (MTBE), Methylene chloride (Dichloromethane), Naphthalene, Styrene, Tetrachloroethylene (Perchloroethylene), Toluene, Trichloroethene (Trichloroethylene), Trichlorofluoromethane (Fluorotrichloromethane, Freon 11), Vinyl acetate, Vinyl chloride, Xylene (total), cis & trans-1,2-Dichloroethene, cis-1,2-Dichloroethylene, cis-1,3-Dichloropropene, cis-1,4-Dichloro-2-butene, n-Butylbenzene, n-Propylbenzene, sec-Butylbenzene, tert-Butylbenzene, trans-1,2-Dichloroethylene, trans-1,3-Dichloropropylene, trans-1,4-Dichloro-2-butene, Biphenyl (BZ-0), Tetrachlorobenzene, Trichlorobenzene, Dichlorobenzene, Diphenylhydrazine, Dinitrobenzene (1,3-DNB), Tetrachlorophenol, Trichlorophenol, Trichlorophenol, Dichlorophenol, Dimethylphenol, Dinitrophenol, Dinitrotoluene (2,4-DNT), Dichlorophenol, Dinitrotoluene (2,6-DNT), Butoxyethanol, Chloronaphthalene, Chlorophenol, Methyl-4,6-dinitrophenol (4,6-Dinitro-2-methylphenol), Methylaniline (o-Toluidine), Methylnaphthalene, Methylphenol (o-Cresol), Nitroaniline, Nitrophenol, Picoline (2-Methylpyridine), Dichlorobenzidine, Nitroaniline, Bromophenyl phenyl ether, Chloro-3-methylphenol, Chloroaniline, Chlorophenyl phenylether, Nitroaniline, Nitrophenol, Acenaphthene, Acenaphthylene, Acetophenone, Aniline, Anthracene, Benzidine, Benzo(a)anthracene, Benzo(a)pyrene, Benzo(b)fluoranthene, Benzo(g,h,i)perylene, Benzo(k)fluoranthene, Benzoic acid, Benzyl alcohol, Butyl benzyl phthalate, Carbazole, Chrysene, Di(2-ethylhexyl) phthalate (bis(2-Ethylhexyl)phthalate, DEHP), Di-n-butyl phthalate, Di-n-octyl phthalate, Dibenz(a,h) anthracene, Dibenzofuran, Diethyl phthalate, Dimethyl phthalate, Dinoseb (2-sec-butyl-4,6-dinitrophenol, DNBP), Fluoranthene, Fluorene, Hexachlorobenzene, Hexachlorobutadiene, Hexachlorocyclopentadiene, Hexachloroethane, Indeno(1,2,3-cd) pyrene, Isophorone, Naphthalene, Nitrobenzene, Pentachlorobenzene, Pentachlorophenol, Phenanthrene, Phenol, Pyrene, Pyridine, Total Cresols, bis(2-Chloroethoxy)methane, bis(2-Chloroethyl) ether, bis(2-Chloroisopropyl) ether, m+p cresols, Nitrosodi-n-propylamine, Nitrosodimethylamine, Nitrosodiphenylamine, TCLP, RCI, Reacitivity, Corrosivity, Ignitability, Flash Point,) | EPA 1010, EPA 1311, EPA 1312, EPA 7.3.3.2, EPA 7.3.4.2, EPA 1010, EPA 1311, EPA 1312, EPA 3050B, EPA 3541, EPA 3550C, EPA 5035, EPA 6010B, EPA 7471A, EPA 8015B, EPA 8021B, EPA 8260 B, EPA 8270C, | State of Louisiana Department of Environmental Quality (LELAP) (LDEQ)
5638 | RCRA/Hazardous Waste Characterizatin - Texas ((Ignitability, TCLP, SPLP, Aluminum, Antimony, Arsenic, Barium, Beryllium, Boron, Cadmium, Calcium, Chromium, Cobalt, Copper, Iron, Lead, Magnesium, Manganese, Molybdenum, Nickel, Phosphorus, Potassium, Selenium, Silica as SiO2, Silver, Sodium, Strontium, Thallium, Tin, Titanium, Vanadium, Zinc, Mercury, Diesel range organics (DRO), Gasoline range organics (GRO), Benzene, Ethylbenzene, Toluene, Xylene (total), Tetrachloroethane, Trichloroethane, Tetrachloroethane, Dichloroethane, Dichloroethylene, Dichloropropene, Trichlorobenzene, Trichloropropane, Trichlorobenzene, Trimethylbenzene, Dibromo-3-chloropropane (DBCP), Dibromoethane (EDB, Ethylene dibromide), Dichlorobenzene, Dichloroethane (Ethylene dichloride), Dichloropropane, Trimethylbenzene, Dichlorobenzene, Dichloropropane, Dichlorobenzene, Dichloropropane, Butanone (Methyl ethyl ketone, MEK), Chloroethyl vinyl ether, Chlorotoluene, Hexanone (MBK), Chlorotoluene, Methyl-2-pentanone (MIBK), Acetone (2-Propanone), Acrolein (Propenal), Acrylonitrile, Benzene, Bromobenzene, Bromochloromethane, Bromodichloromethane, Bromoform, Carbon disulfide, Carbon tetrachloride, Chlorobenzene, Chlorodibromomethane, Chloroethane (Ethyl chloride), Chloroform, Dichloroethylene, Dichloropropene, Dichloro-2-butene, Dibromomethane (Methylene bromide), Dichlorodifluoromethane (Freon-12), Ethyl methacrylate, Ethylbenzene, Iodomethane (Methyl iodide), Isopropylbenzene (Cumene), Methyl bromide (Bromomethane), Methyl chloride (Chloromethane), Methyl methacrylate, Methyl tert-butyl ether (MTBE), Methylene chloride (Dichloromethane), Naphthalene, Butylbenzene, Propylbenzene, Butylbenzene, Styrene, Butylbenzene, Tetrachloroethylene (Perchloroethylene), Toluene, Dichloroethylene, Dichloropropylene, Dichloro-2-butene, Trichloroethene (Trichloroethylene), Trichlorofluoromethane (Fluorotrichloromethane, Freon 11), Vinyl acetate, Vinyl chloride, Xylene (total), Tetrachlorobenzene, Trichlorobenzene, Dichlorobenzene, Diphenylhydrazine, Dichlorobenzene, Dinitrobenzene (1,3-DNB), Dichlorobenzene, Tetrachlorophenol, Trichlorophenol, Trichlorophenol, Dichlorophenol, Dimethylphenol, Dinitrophenol, Dinitrotoluene (2,4-DNT), Dichlorophenol, Dinitrotoluene (2,6-DNT), Chloronaphthalene, Chlorophenol, Methyl-4,6-dinitrophenol (4,6-Dinitro-2-methylphenol), Methylaniline (o-Toluidine), Methylnaphthalene, Methylphenol (o-Cresol), Nitroaniline, Nitrophenol, Picoline (2-Methylpyridine), Dichlorobenzidine, Nitroaniline, Bromophenyl phenyl ether (BDE-3), Chloro-3-methylphenol, Chloroaniline, Chlorophenyl phenylether, Nitroaniline, Nitrophenol, Acenaphthene, Acenaphthylene, Acetophenone, Aniline, Anthracene, Benzidine, Benzo(a)anthracene, Benzo(a)pyrene, Benzo(b)fluoranthene, Benzo(g,h,i)perylene, Benzo(k)fluoranthene, Benzoic acid, Benzyl alcohol, 2-Chloroethoxy)methane, 2-Chloroethyl) ether, 2-Chloroisopropyl) ether, 2-Ethylhexyl) phthalate (Di(2-Ethylhexyl) phthalate, DEHP), Carbazole, Chrysene, Dibenz(a,h) anthracene, Dibenzofuran, Diethyl phthalate, Dimethyl phthalate, Di-n-butyl phthalate, Di-n-octyl phthalate, Fluoranthene, Fluorene, Hexachlorobenzene, Hexachlorobutadiene, Hexachlorocyclopentadiene, Hexachloroethane, Indeno(1,2,3-cd) pyrene, Isophorone, Naphthalene, Nitrobenzene, Nitrosodimethylamine, Nitrosodi-n-propylamine, Nitrosodiphenylamine, Pentachlorophenol, Phenanthrene, Phenol, Pyrene, Pyridine, pH, Bromide, Chloride, Nitrate as N, Nitrate-nitrite, Nitrite as N, Sulfate, TCLP, RCI, Reacitivity, Corrosivity, Ignitability, Flash Point,) | EPA 1010, EPA 1311, EPA 1312, EPA 6010, EPA 7471, EPA 8015, EPA 8021, EPA 8260, EPA 8270, EPA 9045, EPA 9056 | NELAP, Texas Commission on Environmental Quality (TCEQ)
5639 | RCRA/Hazardous Waste Characterization - Arkansas (Alkalinity, Ammonia, BOD, CBOD, Chloride, Chlorine, COD, Conductivity, Cyanide, Hardness, Nitrate, Nitrite, Oil & Grease, pH, Phenol, Set Solids, Sulfate, Sulfide, TDS, TKN, TOC, Total Phosphorus, Total Solids, TSS, Turbidity, Vol Solids, Aluminum, Antimony, Arsenic, Barium, Beryllium, Boron, Cadmium, Calcium, Chromium, Cobalt, Copper, Iron, Lead, Magnesium, Manganese, Mercury, Molybdenum, Nickel, Pottassium, Selenium, Silica, Silver, Sodium, Strontium, Thallium, Tin, Titanium, Vanadium, Zinc, Fecal Coliform, Total Coliform, Corrosivity, DRO, GRO, Ignitability, TPH, Semi-volatiles, Volatile Organics, TCLP, RCI, Reacitivity, Corrosivity, Ignitability, Flash Point, BTEX&MBE, TPH, PAH, EPH, Heavy metals, VOC, SVOC, Volatile compounds, Semi-Volatile compounds, Priority Pollutants) |  | Arkansas Department of Environmental Quality (ADEQ)
5640 | Saltwater - Aquatic Toxicity Testing - Louisiana ( Bioassay, biomonitoring) - Salt water, Produced water, Marine: Fish, Mysid shrimp (Ceriodaphnia dubia, LC50 Survival, NOEC Survival, Daphnia magna, Daphnia pulex, Mysidopsis Bahia, Menidia beryllina, IC25 (ON) Growth, IC25 Survival, NOEC (ON) Growth, Pimephales promelas, IC25 Reproduction, NOEC Reproduction) | NPDES, Chronic, Acute, LC5, EPA 2007.0, 5th Edition, EPA 2006, 5th ED, EPA 1006.0 - Inland silverside, 7-day Chronic, daily renewal, 40-fathoms SW 25°C, EPA 1007.0 - Mysid, 7-day Chronic, daily renewal, 40-fathoms SW 26°C, | State of Louisiana Department of Environmental Quality (LELAP) (LDEQ)
5641 | Saltwater - Aquatic Toxicity Testing - Louisiana ( Bioassay, biomonitoring) - Salt water, Produced water, Marine: Fish, Mysid shrimp (Tox, chronic, fw organism, Menidia beryllina, Menidia menidia, Mysiodopsis bahia) | NPDES, Chronic, Acute, LC5, Epa 1006, EPA 1007, EPA 2006 Menidia Acute 40 F 20 | Oklahoma Department of Environmental Quality (ODEQ)
5642 | Saltwater - Aquatic Toxicity Testing - Texas ( Bioassay, biomonitoring) - Salt water, Produced water, Marine: Fish, Mysid shrimp (Chronic toxicity, Acute toxicity | NPDES, Chronic, Acute, LC5, EPA 1006.0, EPA 1007.0, EPA 2006.0, EPA 2007.0 | NELAP, Texas Commission on Environmental Quality (TCEQ)
5643 | Texas Risk Reduction Program (TRRP) - (Mercury, Diesel range organics (DRO), Gasoline range organics (GRO), Benzene, Ethylbenzene, Toluene, Xylene (total), Tetrachloroethane, Trichloroethane, Tetrachloroethane, Dichloroethane, Dichloroethylene, Dichloropropene, Trichlorobenzene, Trichloropropane, Trichlorobenzene, Trimethylbenzene, Dibromo-3-chloropropane (DBCP), Dibromoethane (EDB, Ethylene dibromide), Dichlorobenzene, Dichloroethane (Ethylene dichloride), Dichloropropane, Trimethylbenzene, Dichlorobenzene, Dichloropropane, Dichlorobenzene, Dichloropropane, Butanone (Methyl ethyl ketone, MEK), Chloroethyl vinyl ether, Chlorotoluene, Hexanone (MBK), Chlorotoluene, Methyl-2-pentanone (MIBK), Acetone (2-Propanone), Acrolein (Propenal), Acrylonitrile, Benzene, Bromobenzene, Bromochloromethane, Bromodichloromethane, Bromoform, Carbon disulfide, Carbon tetrachloride, Chlorobenzene, Chlorodibromomethane, Chloroethane (Ethyl chloride), Chloroform, Dichloroethylene, Dichloropropene, Dichloro-2-butene, Dibromomethane (Methylene bromide), Dichlorodifluoromethane (Freon-12), Ethyl methacrylate, Ethylbenzene, Iodomethane (Methyl iodide), Isopropylbenzene (Cumene), Methyl bromide (Bromomethane), Methyl chloride (Chloromethane), Methyl methacrylate, Methyl tert-butyl ether (MTBE), Methylene chloride (Dichloromethane), Naphthalene, Butylbenzene, Propylbenzene, Butylbenzene, Styrene, Butylbenzene, Tetrachloroethylene (Perchloroethylene), Toluene, Dichloroethylene, Dichloropropylene, Dichloro-2-butene, Trichloroethene (Trichloroethylene), Trichlorofluoromethane (Fluorotrichloromethane, Freon 11), Vinyl acetate, Vinyl chloride, Xylene (total), Tetrachlorobenzene, Trichlorobenzene, Dichlorobenzene, Diphenylhydrazine, Dichlorobenzene, Dinitrobenzene (1,3-DNB), Dichlorobenzene, Tetrachlorophenol, Trichlorophenol, Trichlorophenol, Dichlorophenol, Dimethylphenol, Dinitrophenol, Dinitrotoluene (2,4-DNT), Dichlorophenol, Dinitrotoluene (2,6-DNT), Chloronaphthalene, Chlorophenol, Methyl-4,6-dinitrophenol (4,6-Dinitro-2-methylphenol), Methylaniline (o-Toluidine), Methylnaphthalene, Methylphenol (o-Cresol), Nitroaniline, Nitrophenol, Picoline (2-Methylpyridine), Dichlorobenzidine, Nitroaniline, Bromophenyl phenyl ether (BDE-3), Chloro-3-methylphenol, Chloroaniline, Chlorophenyl phenylether, Nitroaniline, Nitrophenol, Acenaphthene, Acenaphthylene, Acetophenone, Aniline, Anthracene, Benzidine, Benzo(a)anthracene, Benzo(a)pyrene, Benzo(b)fluoranthene, Benzo(g,h,i)perylene, Benzo(k)fluoranthene, Benzoic acid, Benzyl alcohol, 2-Chloroethoxy)methane, 2-Chloroethyl) ether, 2-Chloroisopropyl) ether, 2-Ethylhexyl) phthalate (Di(2-Ethylhexyl) phthalate, DEHP), Carbazole, Chrysene, Dibenz(a,h) anthracene, Dibenzofuran, Diethyl phthalate, Dimethyl phthalate, Di-n-butyl phthalate, Di-n-octyl phthalate, Fluoranthene, Fluorene, Hexachlorobenzene, Hexachlorobutadiene, Hexachlorocyclopentadiene, Hexachloroethane, Indeno(1,2,3-cd) pyrene, Isophorone, Naphthalene, Nitrobenzene, Nitrosodimethylamine, Nitrosodi-n-propylamine, Nitrosodiphenylamine, Pentachlorophenol, Phenanthrene, Phenol, Pyrene, Pyridine, pH, Bromide, Chloride, Nitrate as N, Nitrate-nitrite, Nitrite as N, Sulfate ,Texas Total Petroleum Hydrocarbons, TRRP, site investigation & remediation, BTEX&MBE, TPH, PAH, EPH, Heavy metals, VOC, SVOC, Volatile compounds, Semi-Volatile compounds, Priority Pollutants) | EPA 7470, EPA 8015, EPA 8021, EPA 8260, EPA 8270, EPA 8310, EPA 9040, TCEQ 1005, EPA 1010, EPA 1311, EPA 1312, EPA 6010, EPA 7471, EPA 9045, EPA 9056 | NELAP, Texas Commission on Environmental Quality (TCEQ)
5644 | Acoustic emissions testing |  | ISO 17025
5645 | Sampling and preparation of samples for the determination of chemical composition | EN 14284, EN 10276-1 | ISO 17025
5646 | Brinell Hardness Testing | ISO 6506-1 | ISO 17025
5647 | CMC creep and fatigue |  | ISO 17025
5648 | Fatigue Crack Growth Testing (compact tension, corner crack KbR) | ASTM E647, E50TF148, MMM 31003, MMM 31002, MMM 31004, BS ISO 12108:2002, BS EN 3873:2010, Documented In-House Method developed using procedure E-EOP-AS-LA-SOP002. | ISO 17025
5649 | Fatigue Testing | ISO 1099 | ISO 17025
5650 | Flexure/bend testing (3 point bend, 4 point bend) |  | ISO 17025
5651 | Fracture Toughness Testing - Crack Tip opening Displacement - CTOD | ASTM E399, ASTM B645-10, BS EN ISO 12737:2010,BS 7448:Part 1:1991, BS 7448:Part 2:1997, ASTM E740/E740M-03 (Reapproved 2010) e2, ASTM B646-12, Documented In-House Method developed using procedure E-EOP-AS-LA-SOP002, ASTM E1820-11e1, ASTM E561-10e1, ASTM E1820-11e2, BS 7448:Part 4:1997 inc. Cor 1, BMS 7-323D 21/01/03 (ASTM E561-10e2) | ISO 17025
5652 | Material Fatigue Testing (High & Low Cycle) - e-N Curves and strain life coefficients; coffin-manson | ASTM E466, ASTM E606, BS EN 3987 & pr EN 3988, ASTM D3459, BS 3518 Part 1:1993, BS 7270:2006, BS EN 6072:2010, BS EN 3987: 2009, ISO 1099:2006 Ed 2, prEN 3874 Apr1988, ASTM D3479/D3479M-12, Documented in-house method developed using procedure E-EOP-AS-LA-SOP002, AITM 1-0011, EN6072 | ISO 17025
5653 | Non standard tensile testing | EN 6892-1 | ISO 17025
5654 | Proof Load Testing | Documented In-House Method developed using procedure E-EOP-AS-LA-SOP002. Documented In-House Method E-E-AS-ME-LA-MP-07 | ISO 17025
5655 | Residual Life Testing | C50TF12, C50TF57, ASTM E740 | ISO 17025
5656 | Residual stress measurement with gauge |  | ISO 17025
5657 | Rotating Beam Fatigue Testing (Cantilever bend) | ISO 1143, BS ISO 1143:2010, Documented in house Method developed using procedure E-E-OP-AS-LA-SOP002 | ISO 17025
5658 | Spring Load Testing | BAE/AG/QC/SC1 | ISO 17025
5659 | Strain controlled fatigue |  | ISO 17025
5660 | Strain monitored fatigue |  | ISO 17025
5661 | Degree of purity: Non-Metallic Inclusions | EN 10247 | ISO 17025
5662 | Macrographic examination by sulfur print (Baumann method) | ISO 4968 | ISO 17025
5663 | Standard Specimen Machining | EN6072, DMC0107, DMC010, P1TF79 S4, PCS-4110 & IFC 40-500-01MDE, AC7101/7 Rev C or customer requirements, LC589, MSRR 9968 | ISO 17025
5664 | DIC - Digital Image Coorelation |  | ISO 17025
5665 | Coordinate Measuring Machine - CMM | According to Customer/Manufacturer specification | N/A
5666 | Dimensional Equipment Calibration - Length | According to Customer/Manufacturer specification | N/A
5667 | Electrical Equipment Calibration - DC & Low frequency | According to Customer/Manufacturer specification | N/A
5668 | Equipment Calibration - Frequency and time | According to Customer/Manufacturer specification | N/A
5669 | Equipment Calibration - Mass | According to Customer/Manufacturer specification | N/A
5670 | Equipment Calibration - Temperature & Humidity | According to Customer/Manufacturer specification | N/A
5671 | Mechanical Equipment Calibration - Force | According to Customer/Manufacturer specification | N/A
5672 | Mechanical Equipment Calibration - Pressure | According to Customer/Manufacturer specification | N/A
5673 | Mechanical Equipment Calibration - Torque | According to Customer/Manufacturer specification | N/A
5674 | Coordinate Measuring Machine - CMM | According to Customer/Manufacturer specification | N/A
5675 | Dimensional Equipment Calibration - Length | According to Customer/Manufacturer specification | N/A
5676 | Electrical Equipment Calibration - DC & Low frequency | According to Customer/Manufacturer specification | ISO/IEC 17025
5677 | Equipment Calibration - Acoustics | According to Customer/Manufacturer specification | N/A
5678 | Equipment Calibration - Flow | According to Customer/Manufacturer specification | N/A
5679 | Equipment Calibration - Frequency and time | According to Customer/Manufacturer specification | ISO/IEC 17025
5680 | Equipment Calibration - Mass | According to Customer/Manufacturer specification | N/A
5681 | Equipment Calibration - Temperature & Humidity | According to Customer/Manufacturer specification | ISO/IEC 17025
5682 | Mechanical Equipment Calibration - Acceleration | According to Customer/Manufacturer specification | N/A
5683 | Mechanical Equipment Calibration - Force | According to Customer/Manufacturer specification | ISO/IEC 17025
5684 | Mechanical Equipment Calibration - Pressure | According to Customer/Manufacturer specification | ISO/IEC 17025
5685 | Mechanical Equipment Calibration - Torque | According to Customer/Manufacturer specification | ISO/IEC 17025
5686 | Optical Equipment Calibration | According to Customer/Manufacturer specification | N/A
5687 | Acid content | ASTM D974, ASTM D664
5688 | Acid Content - Kerosene & Lubricating Oil | ASTM D3242, ASTM D664 | ISO 17025
5689 | Air Release of Oils | ASTM D3427
5690 | Analysis of organic compounds by infrared spectroscopy (IR) | AITM 3-0003, EN 6042 | Airbus
5691 | Analysis of thermoset systems by High Performance Liquid Chromatography (HPLC) | EN 6040
5692 | Anti-ice additive | ASTM D5006
5693 | Antioxidants in Lubricants, RULER | ASTM D7527, ASTM D7590, ASTM D6810, ASTM D6971
5694 | Appearance | Visual Inspection
5695 | aromatic content in kerosene fuels by HPLC | ASTM D6379
5696 | Aromatics of Kerosene | IP 391-90 | ISO 17025
5697 | Ash Conent of Oils | ASTM D482, SS-EN ISO 6245 | ISO 17025
5698 | Assessment of lubricity of diesel fuels and gas oils | EN ISO 12156
5699 | Automatic particle count | IP 564, ASTM D7619
5700 | Base Number of Lubricating Oils | ASTM D4739 | ISO 17025
5701 | Carbon Residue Content | ISO 10370
5702 | Cast Iron Corrosion Characteristics of Petroleum Products | IP 125
5703 | Cetane Index of Gas Oils | ASTM D4737, EN ISO 4264 | ISO 17025
5704 | Chemical Analysis - Atomic Absorption (AA) | EN 27627 | ISO 17025
5705 | Chemical Analysis - ICP, OES | ASTM D7751, ASTM D7220, ASTM D4294, EN ISO 13032
5706 | Chemical Analysis of Lubricating Oil - ICP-AES | ASTM D5185 | ISO 17025
5707 | Chloride contaminations in surface treatment baths | AITM 3-0035 | ISO 17025
5708 | Cleaner fluid qualification - Fluid impact on coated/uncoated surfaces, on metals, rubbers, plastics, sealants, corrosive impact, flash point, heat/cold/storage stability | AMS 1526, AMS 1533, BAC 5408, MIL-PRF-87937
5709 | Cloud Point of Gas Oils | ASTM D2500, ASTM D5771, SS-EN 23015 | ISO 17025
5710 | Coefficient of Linear Thermal Expansion (CLTE) | ASTM E831, ISO 11359 | Airbus
5711 | Cold Filter Plugging Point of Gas Oils | SS-EN 116 | ISO 17025
5712 | Cold Soak Filtration Test | ASTM D7501
5713 | Colour | ASTM D1500, ASTM D156
5714 | Constituent Content of Composite Materials | ASTM D3171 | NADCAP
5715 | Copper Corrosion of Fuels | ASTM D130 | ISO 17025
5716 | Corrosion-Preventive Properties of Lubricating Greases Under Dynamic Wet Conditions | ASTM D6138
5717 | Corrosiveness and Oxidation Stability of Oils | ASTM D4636
5718 | Corrosiveness to copper of Oils, Fuels and Greases | EN ISO 2160, ASTM D4048, IP 112
5719 | Cutting fluids/Coolant qualification - Fluid impact on coated/uncoated surfaces, on metals, rubbers, plastics, sealants, corrosive impact, flash point, heat/cold/storage stability | AIMS 12-10-000, BAC 5008, BAMS 569-001
5720 | Deicing/anti-icing fluid qualification - Fluid impact on coated/uncoated surfaces, on metals, rubbers, plastics, sealants, corrosive impact, flash point, heat/cold/storage stability | AMS 1428
5721 | Density Determination - Liquids, Fuels | ASTM D4052, EN ISO 12185, ASTM D1122 | ISO 17025
5722 | Density Determination - Polymers | ISO 1183-1 | ISO 17025
5723 | Density/Specific Gravity |  | NADCAP
5724 | Diesel Fuel Diluent in Engine Oil | ASTM D 3524
5725 | Differential Scanning Calorimetry (DCS) |  | NADCAP
5726 | Distillation of Fuels | ASTM D86, SS-EN ISO 3405 | ISO 17025
5727 | Dropping Point of Grease | ASTM D2265
5728 | Dynamic Viscosity of Oils | ASTM D2983
5729 | Electrical Conductivity of Aviation and Distillate Fuels | ASTM D2624
5730 | Evaporation Loss of Lubricating Greases and Oils | ASTM D972, ASTM D2595
5731 | Evaporation Residue | ASTM D381M | ISO 17025
5732 | Extreme pressure and anti-wear properties of lubricating fluids and greases | IP 239
5733 | FAME content | EN 14078
5734 | Fatty Acid Methyl Ester (FAME) | IP 585-10 | ISO 17025
5735 | Filterability | ISO 13357
5736 | Fire Point COC | ASTM D92, EN ISO 2592
5737 | Flash Point of Petroleum Oils and Lubricants | ASTM D92, ASTM D93, IP 170-14, SS-EN ISO 2592 | ISO 17025
5738 | Flash Point small scale test | ASTM D7236, EN ISO 3679
5739 | Foaming characteristics of Oils | ASTM D892
5740 | Fourier Transform Infrared Spectrometry (FTIR) - Can be used to evaluate foam samples | FTIR
5741 | Fourier Transform Infrared Spectrometry (FTIR) - Condition Monitoring of Used Lubricants by Trend Analysis | ASTM E2412, DIN 51453, DIN 51452
5742 | Freezing Point of Fuels | ASTM D7153 | ISO 17025
5743 | Fuel quality testing | EN 590, ASTM D910, ASTM D975, ASTM D1655, ASTM D2880, ISO 8217
5744 | Gas Chromatography Analyis (GC-MS, GC-FID) | GC-FID, GC-MS
5745 | Glycol content | GlyTek Test Kit
5746 | Gum Content in Fuels by Jet Evaporation | ASTM D381, ASTM D873 | ISO 17025
5747 | Heat Value | ASTM D3338, ASTM D4868 | ISO 17025
5748 | Hydrogen Content in Kerosene | ASTM D3343 | ISO 17025
5749 | Inspection of contaminants | Microscope
5750 | Kinematic Viscosity of Fuels and Oils | ASTM D445, SS-EN ISO 3104
5751 | Lead content in Gasoline | ISO 3830
5752 | Low Temperature Torque of Ball Bearing Grease | ASTM D1478
5753 | Lowest Pour Point | ASTM D5950 | ISO 17025
5754 | Measurement of Lubricity of Aviation Turbine Fuels | ASTM D5001
5755 | Membrane Patch Colorimetry | ASTM D7843
5756 | Mercaptan Sulfur | ASTM D3227, ASTM D4952 | ISO 17025
5757 | Naphthalene Levels in Kerosene | ASTM D1840 | ISO 17025
5758 | Non-volatile Residue Analysis | AITM 3-0038 | ISO 17025
5759 | Oil content in gasoline | SS 155461
5760 | Oil Sample Analysis for In-Service Monitoring of Lubricating Oil for Auxiliary Power Plant Equipment | ASTM D6224
5761 | Oil Separation from Lubricating Grease | ASTM D6184, IP 121
5762 | Oxidation Induction Time of Oils and Greases | CEC L-85-T-99, ASTM D6186, ASTM D5483
5763 | Oxidation Stability of Aviation Fuels (Potential Residue Method) | ASTM D873
5764 | Oxidation stability of biodiesel and fuels containing biodiesel | EN 14112, EN 15751
5765 | Oxidation stability of middle-distillate fuels | ASTM D7462, ASTM D2274, EN ISO 12205
5766 | Oxidation Stability of Steam Turbine Oils | ASTM D2272
5767 | Particle Content of Lubricating Oil | ISO 4406, SS-ISO 5884 | ISO 17025
5768 | Particle count, microscope | ISO 4407
5769 | Particle Quantification (PQ Index)
5770 | Penetration Determination of Greases | ISO 2137, ASTM D217, ASTM D1403
5771 | Peroxide Content of Kerosene | ASTM D3703 | ISO 17025
5772 | Refractive Index of Hydrocarbon Liquids | ASTM D1218
5773 | Resin and Fiber Content / Mass of Fiber per Unit Area | EN 2559 | ISO 17025
5774 | Resin/Fiber/Void content: Burn off & Acid digestion |  | NADCAP
5775 | Rust-Preventing Characteristics of Oils | ASTM D 665
5776 | Smoke Point | ISO 3014
5777 | Smoke Point of Kerosene | ASTM D1322 | ISO 17025
5778 | Solid contaminants | MIL-T-83133E App A, MIL-L-7808L, ASTM D6217, ASTM D5452, EN 12662, ASTM D4898
5779 | Soot content | ASTM E 1131
5780 | Sticking and melting temperatur determination of ashes | SS 155137
5781 | Sulfur Content via XRF | ASTM D4294, SS-EN ISO 13032 | ISO 17025
5782 | Sulphated Ash Content | ASTM D874
5783 | Thermal Oxidation Stability/JFTOT/Pressure Drop | ASTM D3241 | ISO 17025
5784 | Thermogravimetry (TG) of polymers | ISO 11358 | Airbus
5785 | Vapour Pressure RVP of Gasoline | ASTM D323
5786 | Viable aerobic microbial content of fuels and associated water | IP 613
5787 | Viscosity Index (VI) determination | ASTM D2270
5788 | Viscosity of Fuels and Oils | ASTM D445, SS-EN ISO 3104 | ISO 17025
5789 | Volatile content of carbon Fiber preimpregnates | EN 2558 | NADCAP, Airbus
5790 | Volatiles Content | EN 2558 | ISO 17025
5791 | Water Content by Coulometric Karl Fisher Titration | ASTM D6304 | ISO 17025
5792 | Water content by distillation | ASTM D95
5793 | Water content KF (coulometric) | ASTM E1064, ASTM D6304
5794 | Water Reaction of Gasoline | ASTM D1094 | ISO 17025
5795 | Water Separability of Petroleum Oils and Synthetic Fluids | ASTM D1401
5796 | Water Separation Charaacteristics (MSEP) of Kerosene | ASTM D3948 | ISO 17025
5797 | Water Separation Properties | ASTM D7261, ASTM D7224, ASTM D7451
5798 | Water vapor permeability
5799 | Water Washout Characteristics of Lubricating Greases | ASTM D1264
5800 | Extent of cure by Differential Scanning Calorimetry (DSC) | prEN 6064 | NADCAP
5801 | Thermal Analysis - Dynamic Mechanical Analysis (DMA) - Measures stiffnes, damping, curing, modulus, glass transition temperature (Tg), etc. | AITM 1-0003, ASTM E1640, EN 6032 | Airbus
5802 | Thermal Analysis - Dynamic Mechanical Analysis (DMA) - Measures stiffnes, damping, curing, modulus, glass transition temperature (Tg), etc. |  | NADCAP
5803 | Thermal Analysis - Thermogravimetric Analysis (TGA) - Measures mass loss, weight change, thermal stability, ocidation, and combustion | ASTM E1131, ISO 9924
5804 | Thermal Analysis - Thermogravimetric Analysis (TGA) - Measures mass loss, weight change, thermal stability, ocidation, and combustion | ISO 11358 | ISO 17025
5805 | Thermal Analysis - Thermomechanical Analysis (TMA) - Measures: Coefficient of thermal expansion (CTE), coefficient of linear thermal expansion (CLTE), bulk expansion, softening point, glass transition temperature (Tg), heat deflection point, etc. | ASTM E831 | ISO 17025
5806 | Thermal Analysis - Thermomechanical Analysis (TMA) - Measures: Coefficient of thermal expansion (CTE), coefficient of linear thermal expansion (CLTE), bulk expansion, softening point, glass transition temperature (Tg), heat deflection point, etc. | ISO 11359 | ISO 17025
5807 | Thermal analysis of polymers and polymer blends by differential scanning calorimetry (DSC) | ISO 11357
5808 | Assessment | Approved Document B, NFPA, Australian Building Code, Saudi Building Code, UAE Fire Code (any other international standard for fire)
5809 | Apparent Interlaminar Shear Strength - Composites | EN 2563, EN 2377 (ISO 14130) | ISO 17025
5810 | Bearing Strength Testing | AITM 1-0009-1 / 2 | ISO 17025
5811 | Compression Testing |  | NADCAP
5812 | Compression Testing - Polymers & Composites | AITM 1-0008-B / C / D, EN 2850-B (Pren) (ISO 14126-2) | ISO 17025
5813 | Compressive Properties of Polymer Matrix Composite Materials Using a Combined Loading Compression (CLC) Test Fixture (NON- ACCREDITED) | ASTM D6641 | NONE
5814 | Conmpression Strain Measurment |  | NADCAP
5815 | Fatigue Testing | ISO 1099 | ISO 17025
5816 | Flexural Properties Testing - Polymers & Composites | EN 2562, EN 2746, AITM 1-0018 | ISO 17025
5817 | Flexural Testing |  | NADCAP
5818 | Hardness & Microhardness Testing | EN ISO 6506-1, EN ISO 6507-1, EN ISO 6508-1 | ISO 17025
5819 | Hardness & Microhardness Testing, Polymers | ASTM D 2240 -04, BS ISO 48, BS ISO 7619-1 | ISO 17025
5820 | Shear Testing |  | NADCAP
5821 | Shear Testing - Compressive Tubes | EN 2667-2 (PRen) | ISO 17025
5822 | Shear Testing - Polymers & Composites | AITM 1-0002 (ISO 14129), EN 2243-1, EN 2667-1 (PRen), | ISO 17025
5823 | Tensile Strain Measurement |  | NADCAP
5824 | Tensile Strength Testing of Composites (NON-ACCREDITED) | ASTM D3039 | NONE
5825 | Tensile Testing | EN ISO 6892-1 | ISO 17025
5826 | Tensile Testing - Polymers & Composites | AITM 1-0029, AITM 1-0025, EN 2243-4, AITM 1-0007-A / B / C / D, EN 2561, EN 2597, EN 2747 | ISO 17025
5827 | Tensile Testing - Metals (ambient temperature) | EN 2002-1 (ASTM E8 / ASTM B557) | ISO 17025
5828 | Thermomechnical Fatigue (TMF)
5829 | General Metallographic Evaluation | EN 12797, EN ISO 17639, General, Surface conditions, IGA, IGO | ISO 17025
5830 | Macroetching - Metals | ASTM E340, ASTM E407 | ISO 17025
5831 | Optical Metallography | method to be defined | ISO 17025
5832 | Liquid Penetrant Inspection | EN ISO 3452-1, EN ISO 23277 | ISO 17025
5833 | Magnetic Particle Testing | EN ISO 17638, EN ISO 23278 | ISO 17025
5834 | NDT Training Courses - Aerospace | EN 4179 / NAS 410 | ISO 17025
5835 | Radiographic Inspection | EN ISO 17636-1, EN ISO 17638,EN 12517, EN12952-6, EN12953; EN 13445-5, EN 13480 | ISO 17025
5836 | Ultrasonic Inspection | EN ISO 17640, EN ISO 11666 | ISO 17025
5837 | Standard guide for preparation of metallographic specimens | ASTM E3 | ISO 17025
5838 | Salt Spray Testing | ISO 9227 (ASTM B117) | ISO 17025
5839 | Humidity and Moisture Absorption | EN 3615 | ISO 17025
5840 | Adhesion Testing on Plaster | n/a | ISO 17025
5841 | Adhesive Peel Testing | ASTM D1876, EN 2243-2, EN 2243-3, ISO 4624 | ISO 17025
5842 | Cross-Cut Test - Paints & Varnishes | ISO 2409 | ISO 17025
5843 | Determination of mass per unit area | EN 2557 | ISO 17025
5844 | scratch test | SS.EN ISO 1518 | ISO 17025
5845 | Coating Thickness Measurement | ISO 2360 | ISO 17025
5846 | Compartmentation drawings | Approved Document B, NFPA, Australian Building Code, Saudi Building Code, UAE Fire Code (any other international standard for fire)
5847 | Detail review | Approved Document B, NFPA, Australian Building Code, Saudi Building Code, UAE Fire Code (any other international standard for fire)
5848 | Expert Witness | Approved Document B, NFPA, Australian Building Code, Saudi Building Code, UAE Fire Code (any other international standard for fire)
5849 | Fire Risk | Approved Document B, NFPA, Australian Building Code, Saudi Building Code, UAE Fire Code (any other international standard for fire)
5850 | Fire strategy report | Approved Document B, NFPA, Australian Building Code, Saudi Building Code, UAE Fire Code (any other international standard for fire)
5851 | Heat transfer analysis (Finite Element) | Approved Document B, NFPA, Australian Building Code, Saudi Building Code, UAE Fire Code (any other international standard for fire)
5852 | Heat transfer analysis (Hand Calculation) | Approved Document B, NFPA, Australian Building Code, Saudi Building Code, UAE Fire Code (any other international standard for fire)
5853 | Means of escape modelling (Finite Element) | Approved Document B, NFPA, Australian Building Code, Saudi Building Code, UAE Fire Code (any other international standard for fire)
5854 | Means of escape modelling (Hand Calculation) | Approved Document B, NFPA, Australian Building Code, Saudi Building Code, UAE Fire Code (any other international standard for fire)
5855 | Passive Fire Protection Inspection | Approved Document B, NFPA, Australian Building Code, Saudi Building Code, UAE Fire Code (any other international standard for fire)
5856 | Radiation Analysis | Approved Document B, NFPA, Australian Building Code, Saudi Building Code, UAE Fire Code (any other international standard for fire)
5857 | Smoke Modelling (CFD) | Approved Document B, NFPA, Australian Building Code, Saudi Building Code, UAE Fire Code (any other international standard for fire)
5858 | Smoke Modelling (Zone) | Approved Document B, NFPA, Australian Building Code, Saudi Building Code, UAE Fire Code (any other international standard for fire)
5859 | Fiber Volume, Percent Resin Volume and Calculated Average Cured Ply Thickness of Plied Laminates | SRM 10R-94 | ISO 17025
5860 | "Polymerization of samples" by measuring curing % | n/a | ISO 17025
5861 | Abrasion resistance | ASTM D4060
5862 | Acetone Immersion | ASTM D2152
5863 | Amine | AITM 3-0022 | Airbus
5864 | Apparent Porosity, Water Absorption, Apparent Specific Gravity, and Bulk Density of Burned Refractory Brick and Shapes by Boiling Water | ASTM C20 | ISO 17025
5865 | Areal Weight | EN 2329
5866 | Areal Weight | EN 2557 | Airbus
5867 | Ash Content | ISO 3451 | ISO 17025
5868 | Barcol | ASTM D2583
5869 | Coating thickness | ISO 2178 | Airbus
5870 | Coating thickness | ISO 2360
5871 | Coefficient of Linear Thermal Expansion (NO Dilatometer) | ASTM D3386, ASTM E831, IPC-TM-650, Sections 2.4.24, 2.4.41.3 | ISO 17025, Nadcap
5872 | Color difference | AITM 2-0027 | Airbus
5873 | Compositional Analysis by Thermogravimetry | ASTM E1131 | ISO 17025, Nadcap
5874 | Constituent Content, Resin Content | EN 2331
5875 | Crazing | ASTM F484 | Airbus
5876 | Cross Cut Adhesion | ISO 2409 | Airbus
5877 | Cure | AITM 1-0033 | Airbus
5878 | Curing Rate of Sealants | AITM 1-0033 | Airbus
5879 | Density | ASTM C271, ASTM D792
5880 | Density | EN 542, ISO 1183-1, ISO 845 | Airbus
5881 | Density Determination | ASTM D792 | ISO 17025
5882 | Density, Insulating Material | IPC-TM-650, Section 2.3.5 | ISO 17025
5883 | Determination of Combustible Matter Content | ISO 1887 | ISO 17025, Nadcap
5884 | Determination of compacted apparent bulk density | ISO 1068 | ISO 17025
5885 | Drying Time | AITM 2-0011 | Airbus
5886 | Effect of Liquids | ASTM D471, ISO 1817 | ISO 17025, Nadcap
5887 | Electrical Resistivity | AITM 2-0031 | Airbus
5888 | Expansion, Volatile | EN 2667-3 (Pren) | Airbus
5889 | Fiber Areal Weight | SRM 23R-94; IPC-TM-650, Sections 2.1.6.1, 2.3.16.2 | ISO 17025, Nadcap
5890 | Fiber Content - Matrix Digestion | ASTM D3171, SRM 10-94, SAE J2253 | ISO 17025, Nadcap
5891 | Fiber Volume, Void Volume | SACMA SRM 10
5892 | Fiber, Resin, Void, Solids, and Constituent Content | ASTM D3171 Methods A, B & G, ASTM D3529, SACMA SRM 23, ASTM D3529, ASTM D2584, ASTM D2734, ASTM D3171, EN 2331, EN 2559, EN 2564, ASTM D2734, ASTM D3530 | ISO 17025
5893 | Film Thickness | ISO 2808 | Airbus
5894 | Flammability | ASTM D3801, ASTM D4804, ASTM D568, ASTM D635, FAR 25.853
5895 | Fluid Resistance | SACMA SRM 21
5896 | Fluid Resistance Testing | SRM 21R-94, DO160G | ISO 17025
5897 | Fourier Transforn Infrared Spectroscopy (FTIR) | ASTM E1252 | ISO 17025
5898 | FTIR | ASTM E1252
5899 | GC | AITM 3-0017 | Airbus
5900 | Gel Time | ASTM D2471 , ASTM D3532
5901 | Gel Time | ASTM D3532; IPC-TM-650, Section 2.3.18 | ISO 17025, Nadcap
5902 | Gel Time Testing | ASTM D3532 | ISO 17025
5903 | Gel Time, Viscosity | AITM 3-0004 (EN 6043) | Airbus
5904 | Glass Transition Temperature Tg | AITM 1-0003 | Airbus
5905 | Heat Deflection Temperature | ASTM D648
5906 | High Performance Liquid Chromatography (HPLC) | EN 6040, SACMA SRM 20R, QAP 34 | ISO 17025
5907 | HPLC | AC7122/3, EN 6040, QAP 34, QAP 93, QAP 94, QAP 95, QAP 96, QAP 97, QAP 98, QAP 99, SACMA SRM 20R
5908 | Ignition Loss | ASTM D2584 | ISO 17025
5909 | Infrared (FTIR) | AITM 3-0003 (EN 6042) | Airbus
5910 | Karl Fisher Moisture Content | ASTM D1364, ASTM D6869, ISO 760 | ISO 17025
5911 | Mass Per Unit Area of Paper and Paperboard of Aramid Papers (Basis Weight) | ASTM D646 | ISO 17025
5912 | Measurement of Specular Gloss | ISO 2813 | Airbus
5913 | Melt Flow Rate (MFR/MFI) | ASTM D1238 | ISO 17025
5914 | Melt Flow Rate (MFR/MFI) | ASTM D1238
5915 | Melt Point | ISO 3146
5916 | Metallographic & Mechanical Sample Preparation | ASTM D5687, ASTM E3 | ISO 17025
5917 | Moisture Absorption or Desorption | ASTM D2126, ASTM D5229, SACMA SRM 11 | ISO 17025
5918 | Moisture Absorption or Desorption | ASTM D2126, SACMA SRM 11R
5919 | Moisture Absorption Properties and Equilibrium Conditioning | ASTM D5229 | ISO 17025
5920 | Moisture Content (Karl Fisher) | ASTM D1364, ASTM D4017, ASTM D6869
5921 | pH | ASTM D1293
5922 | pH Measurement of Aqueous Solutions with Glass Electrode | ASTM D1293 | ISO 17025
5923 | Prepreg Scaled Flow Testing | IPC-TM-650, Section 2.4.38 | ISO 17025
5924 | Rapid Thermal Degradation - Thermogravimetric Method | ASTM D3850 | ISO 17025, Nadcap
5925 | Resin Content | ASTM D2584, ASTM D3529
5926 | Resin Content - Areal Weight | SACMA SRM 23
5927 | Resin Content, Fiber Content | EN 2559 | Airbus
5928 | Resin Content, Fiber Volume, Void Volume | ASTM D3171
5929 | Resin Flow | 299-947-299 Method 501.2*, ASTM D3531, SACMA SRM 22
5930 | Resin Flow | EN 2560 | Airbus
5931 | Resin Flow | ASTM D3531, SRM 22R-94; IPC-TM-650, Sections 2.3.17, 2.3.17.1, 2.3.17.2 | ISO 17025, Nadcap
5932 | Resin Flow Testing | SACMA SRM 22, ASTM D3531 | ISO 17025
5933 | Resin Solids Content - Matrix Dissolution | ASTM D3529, SRM 10-94, SRM 23R-94; IPC-TM-650, Sections 2.3.16, 2.3.16.1, SAE J2253 | ISO 17025, Nadcap
5934 | Retraction Temperature | ASTM D1329* (subcontract)
5935 | Rigid Sheet and Plate Materials Used for Electrical Insulation | ASTM D229 | ISO 17025
5936 | Rubber Products – Chemical Analysis (Section 16.3) | ASTM D297 | ISO 17025
5937 | Sealants | AITM 1-0032 | Airbus
5938 | Shore Durometer Hardness | ASTM D1414, ASTM D2240
5939 | Shrinkage | AITM 2-0035 | Airbus
5940 | Slump | AITM 2-0033 | Airbus
5941 | Solids | AITM 3-0025 | Airbus
5942 | Solids Content | ASTM D3529
5943 | Soxhlet Extraction | ASTM C613
5944 | Specific Gravity - Prepreg and Laminates | ASTM D792 | ISO 17025
5945 | Specific Gravity and Density | ASTM D1875, ASTM D1895*, ASTM D891
5946 | Specific Heat Capacity | ASTM E1269, ASTM E1952 | n/a
5947 | Standard Test Method for Mass Per Unit Area (Weight) of Fabric | ASTM D3776 | ISO 17025
5948 | Tack Free | AITM 2-0034 | Airbus
5949 | Thermal Expansion | AC7122/4 (4.6.1)
5950 | Thermal Outgassing | ASTM E595
5951 | Thermal Oxidative Resistance | ASTM D4102
5952 | Thermal Oxidative Stability (TOS) | GE A50TF536 | n/a
5953 | Thermal Vacuum Outgassing | ASTM E595 | ISO 17025
5954 | Thickness | ISO 2808 | Airbus
5955 | Tows | ASTM D4018
5956 | Transition Temperatures - Thermal Analysis | ASTM D3418 | ISO 17025, Nadcap
5957 | Vicat Softening Temp. | ASTM D1525, ISO 306
5958 | Viscosity | ASTM D6267, ASTM D1084, ASTM D1200, ASTM D2196, ASTM D2393, ASTM D2857 , AC7122/2 (2.9.1)
5959 | Viscosity | AITM 3-0023, ISO 2555 | Airbus
5960 | Viscosity (Ford Viscosity Cup, Brookfield, Apparent Viscosity) | ASTM D1200, ASTM D1084, ASTM D2393, ASTM D2857, ASTM D6267 | ISO 17025
5961 | Viscosity, Brookfield |  | n/a
5962 | Void Content | ASTM D2734
5963 | Void Content of Reinforced Plastics | ASTM D2734 | ISO 17025
5964 | Volatile Content | EN 2558 | Airbus
5965 | Volatiles Content | ASTM D2369, ASTM D3530
5966 | Volatiles Content (Void Content) | ASTM D3530, BS EN 2564, IPC-TM-650, Sections 2.3.19, 2.3.37; SAE J2253 | ISO 17025, Nadcap
5967 | Water Absorption | EN 2378 | Airbus
5968 | Water Absorption and Associated Properties by Vacuum Method for Pressed Ceramic Tiles and Glass Tiles and Boil Method for Extruded Ceramic Tiles and Non-tile Fired Ceramic Whiteware Products | ASTM C373 | ISO 17025
5969 | Water Absorption of Plastics | ASTM D570 | ISO 17025
5970 | Water Immersion | ISO 2812-2 | Airbus
5971 | Water Migration | ASTM F1645
5972 | Coating Thickness | ASTM B487 | ISO 17025
5973 | Salt Spray (Salt Fog) Testing | ASTM B117 | n/a
5974 | A-C Loss Characteristics and Permittivity (Dielectric Constant) - No oils, gels, or liquids | ASTM D150 | ISO 17025
5975 | Complex Permittivity (Dielectric Constant) - No oils, gels, or liquids | ASTM D2520, Procedure A only | ISO 17025
5976 | D-C Resistance or Conductance | ASTM D257, ASTM D4496 | ISO 17025
5977 | Dielectric Breakdown Voltage - Disk Electrodes - No oils, gels, or liquids | ASTM D877 | ISO 17025
5978 | Dielectric Breakdown Voltage and Dielectric Strength - No oils, gels, or liquids | ASTM D149; IPC-TM-650, Sections 2.5.6, 2.5.6.3 | ISO 17025
5979 | Dielectric Withstanding Voltage - No oils, gels, or liquids | IPC-TM-650, Sections 2.5.7, 2.5.7.1 | ISO 17025
5980 | Dissipation Factor (Power Factor) and Relative Permittivity (Dielectric Constant) - No oils, gels, or liquids | ASTM D924; IPC-TM-650, Sections 2.5.5.1, 2.5.8 | ISO 17025
5981 | High Voltage, Low Current, Dry Arc Resistance | ASTM D495, IPC-TM-650, Section 2.5.1 | ISO 17025
5982 | Hydrolytic Stability | IPC-TM-650, Sections 2.6.11, 2.6.11.1 | ISO 17025
5983 | Insulation Resistance / Interconnection Resistance / Moisture Resistance | IPC-TM-650, Sections 2.5.11, 2.5.12, 2.5.27, 2.5.32, 2.6.3, 2.6.3.1, 2.6.3.2, 2.6.3.4, 2.6.3.6 | ISO 17025
5984 | Specific Resistance (Resistivity) | ASTM D1169 | ISO 17025
5985 | Volume Resistivity Testing | ASTM D991, IPC-TM-650, Sections 2.5.17, 2.5.17.1 | ISO 17025
5986 | Aging | ASTM C481
5987 | Calorimeter Heat Release | BSS 7322 | ISO 17025
5988 | Chemical Exposure | AITM 1-0001 | Airbus
5989 | Dimensional Stability | ASTM D6772
5990 | Environmental | ASTM D1693*, ASTM D750, ASTM G154, ASTM G85
5991 | Environmental Conditioning | ASTM D618
5992 | Environmental Conditioning | SRM 11R-94 | ISO 17025
5993 | Exposure | ISO 16474 | Airbus
5994 | Flame Propagation | ASTM C1166 | ISO 17025
5995 | Flammability | 14CFR 25.853 Appendix F, AC7122A (35)
5996 | Flammability of Aerospace Interiors | FAR 25.853, BSS 7230, AITM 2.0002, AITM 2.0003, AITM 2.0004,AITM 2.0005, AITM 2.0038 | ISO 17025, Nadcap
5997 | Flammability of Automotive Interiors | DOT FMVSS 302 | ISO 17025, Nadcap
5998 | Flammability of Electrical / Wiring Components | IPC-TM-650, Section 2.3.8, 2.3.8.1, 2.3.9, 2.3.10, 2.3.10.1, 2.3.29 | ISO 17025, Nadcap
5999 | Flammability Testing | ASTM D635, ASTM D568-77 (1985), ASTM D3801, ASTM D4804, FAR 25.853 | ISO 17025
6000 | Heat Release Rate | AITM 2.0006 | ISO 17025
6001 | High / Low Temperature & Humidity Testing | MIL-STD-810, Method 501, Method 502, Method 507; IPC-TM-650, Section 2.6.6 | ISO 17025
6002 | Humidity Conditioning | ASTM D5229
6003 | Humidity Exposure | EN 3615, ISO 6270-1 | Airbus
6004 | Ignition Loss | ASTM D2584 | ISO 17025
6005 | Long Term Aging | UL 746 | n/a
6006 | Rate of Burning and/or Extent and Time Burning (Flammability/Flame) | ASTM D635 | ISO 17025
6007 | Salt Spray Testing (Salt Fog) - Copper Accelerated Acetic Acid-Salt Spray (CASS) | ASTM B117, ASTM B368 | ISO 17025
6008 | Smoke Density \ Toxic Gas Generation (Flammability/Flame) | BSS 7238, BSS 7239, AITM 2.0007, AITM 2.0008, AITM 3.0005 | ISO 17025
6009 | Testing of Electrical Components/Parts | MIL-STD-202, Methods 103, 104, 108, 301, 302, 303 | ISO 17025
6010 | Thermal Cycling | AITM 2-0016 | Airbus
6011 | Thermal Exposure | AITM 2-0014 | Airbus
6012 | Thermal Oxidative Stability (TOS) | GEAE E50TF534 | n/a
6013 | Vertical burn testing | FAR 25.853(a); Airbus ABD0031, 2.0002A; Boeing BSS 7230 method F1 (60 second vert) or F2 (12 second vert). | ISO 17025
6014 | Water Absorption | ASTM C272, ASTM D570
6015 | Water Pick Up - Absorption | AITM 2-0061 | Airbus
6016 | 60 Degree Wire Burn | 14 CFR 25.869(a)(3) Appendix F, Part I, paragraph (a)(3) | ISO 17025
6017 | Flame Resistance of Textiles (Vertical Test) | ASTM D6413 | ISO 17025
6018 | Barcol Hardness | ASTM D2583 | Nadcap
6019 | Barcol Indentation Hardness Testing | ASTM D2583 | ISO 17025
6020 | Hardness Testing (Rockwell, Shore Durometer, Barcol) | ASTM D785, ASTM D1414, ASTM D2240, ASTM D2583, ASTM E18, ASTM E384 | ISO 17025
6021 | Rockwell Hardness of Metallic Materials | ASTM E18 | ISO 17025
6022 | Rockwell Hardness of Plastics and Electrical Insulating Materials | ASTM F785 | ISO 17025
6023 | Shore Durometer Hardness | ASTM D2240 | ISO 17025, Nadcap
6024 | 90 Degree Peel Resistance of Adhesives | ASTM D6862 | ISO 17025
6025 | Adhesion Peel Testing | ASTM D903, ASTM D1781, ASTM D1876, ASTM D3167, ASTM D3359, ASTM D5528, BMS 8-308, ASTM D3330 | ISO 17025
6026 | Adhesion, Tape Testing / Polymer Coating | IPC-TM-650, Sections 2.4.1, 2.4.1.6, 2.4.28, 2.4.28.1 | ISO 17025
6027 | Apparent Bending Modulus of Plastics by Means of a Cantilever Beam | ASTM D747 | ISO 17025
6028 | Apparent Interlaminar Shear Strength - Short Beam Shear Testing | ASTM D2344, ASTM D4475, SRM 8-94 | ISO 17025
6029 | Apparent Overlap Splice Shear Strength Properties of Wet Lay-Up Fiber-Reinforced Polymer Matrix Composites Used for Strengthening Civil Structures | ASTM D7616 | ISO 17025
6030 | Apparent Viscosity | ASTM D1824 | ISO 17025
6031 | Bearing | ASTM D953
6032 | Bearing Bypass | ASTM D7248
6033 | Bearing Fatigue | ASTM D6873
6034 | Bearing Response Testing | ASTM D5961 | ISO 17025, Nadcap
6035 | Bearing Strength | ASTM D953, ASTM D5961, ASTM D7248 | ISO 17025
6036 | Bearing Strength Testing | ASTM D953 | ISO 17025, Nadcap
6037 | Bearing/Bypass Interaction Response of Polymer Matrix Composite Laminates Using 2-Fastener Specimens | ASTM D7248 | ISO 17025
6038 | Bending Flexural low temperature | AITM 1-0020 | Airbus
6039 | Bond or Cohesive Strength (Adhesives) | ASTM D952 | ISO 17025
6040 | Breaking Force and Elongation of Textile Fabrics (Strip Method) | ASTM D5035 | ISO 17025
6041 | Breaking Strength and Elongation - Pressure Sensitive Tape | ASTM D3759 | ISO 17025
6042 | Carbon Fiber Composite Core (CFCC/TS) for use in Overhead Electrical Conductors | ASTM B987 | ISO 17025
6043 | Charpy Impact Testing - Plastics | ASTM D6110, ISO 179 | ISO 17025, Nadcap
6044 | Climbing Drum Peel (Adhesives) | ASTM D1781 | ISO 17025, Nadcap
6045 | Coefficient of friction | AITM 1-0044 | Airbus
6046 | Combined Loading Compression (CLC) | ASTM D6641 | Airbus
6047 | Compression | AC7122/1 (1.2.1), AC7122/1 (1.2.2), AC7122/1 (1.2.3), AC7122/1 (1.20.1), ASTM C364/C364M, ASTM D1621, ASTM D395, ASTM D575, ASTM D695, GE 4013367-032, SRM 2, SACMA SRM 1, SACMA SRM 6
6048 | Compression | AITM 1-0008-B / C / D, AITM 1-0048, EN 2850-B (Pren) (ISO 14126-2), ISO 844 | Airbus
6049 | Compression After Impact (CAI) | ASTM D7137, SACMA SRM 2
6050 | Compression After Impact Properties of Oriented Fiber-Resin Composites | SRM 2R-94 | ISO 17025
6051 | Compression after Impact Testing (CAI) | ASTM D7136, ASTM D7137, SACMA SRM 2R | ISO 17025
6052 | Compression After Impact Testing (CAI) | ASTM D7137, SRM 2-94 | ISO 17025, Nadcap
6053 | Compression of Glare materials | AITM 1-0048 | Airbus
6054 | Compression Set Testing (Method B) | ASTM D395, Method B | ISO 17025
6055 | Compression Strength | ASTM D3410
6056 | Compression Testing - Composites, Plastics, Elastomers, Foams, Honeycomb | ASTM C364, ASTM C365, ASTM D395, ASTM D575, ASTM D695, ASTM D1621, ASTM D3410, ASTM D6484, ASTM D6641, ASTM D6742 (section 4.2), SACMA SRM 1R, 2R & 6R | ISO 17025
6057 | Compression Testing - Compressive Properties (PMCs) | ASTM D3410, ASTM D5467, ASTM D6641, EN 2850, SRM 1-94, SRM 6-94, SAE J2253 | ISO 17025, Nadcap
6058 | Compression Testing - Rubber | ASTM D575 | ISO 17025, Nadcap
6059 | Compressive | ASTM D5449
6060 | Compressive Properties (Compression) - Plastics | ASTM D695, ASTM D1621, ISO 527, ISO 14126, ISO 604 | n/a
6061 | Compressive Properties of Oriented Fiber-Resin Composites | SACMA SRM 1 | ISO 17025
6062 | Conditioning of Plastics for Testing | ASTM D618 | ISO 17025
6063 | Core Crush | ASTM D7336
6064 | Core Shear | ASTM C273, ASTM C393
6065 | Core Shear Fatigue | ASTM C394
6066 | Crack Extension | Boeing D-16925 paragraph 4.4.2*, EN 6033, EN 6034, prEN 6033, prEN 6034
6067 | Cure | AITM 1-0032 | Airbus
6068 | Curved Beam | ASTM D6415
6069 | Curved Beam Strength Testing | ASTM D6415 | ISO 17025
6070 | Damage Resistance (Drop-Weight Impact Event) | ASTM D7136 | ISO 17025
6071 | Damage Resistance Testing of Sandwich Constructions | ASTM D7766 | ISO 17025
6072 | Deformation of Plastics Under Load | ASTM D621 | ISO 17025
6073 | Deformation of Plastics Under Load | ASTM D621 | ISO 17025
6074 | Deformation Under Load | ASTM D621
6075 | Density | ASTM C271 | ISO 17025, Nadcap
6076 | Density, Relative Density, or API Gravity | ASTM D1298 | ISO 17025
6077 | Density, Specific Gravity, and Apparent Density | ASTM D792, ASTM D1622, SAE J2253 Section 8.2 | ISO 17025
6078 | Determination of tension-tension fatigue crack propagation — Linear elastic fracture mechanics (LEFM) | ISO 15850 | ISO 17025
6079 | Determination of the Mode II Interlaminar Fracture Toughness of Unidirectional Fiber-Reinforced Polymer Matrix Composites | ASTM D7905 | ISO 17025
6080 | Determining Tensile Properties of Fiber Reinforced Polymer Matrix Composites Used for Strengthening of Civil Structures | ASTM D7565 | ISO 17025
6081 | Digital Image Coorelation - DIC (ARAMIS/GOM) |  | ISO 17025
6082 | Double Lap Shear (Adhesives) | ASTM D3528, ASTM D5868 | ISO 17025, Nadcap
6083 | Edgewise Compression | ASTM C364
6084 | Edgewise Compression Testing (Compressive Strength) | ASTM C364 | ISO 17025
6085 | Facing Cleavage of Sandwich Panels | ASTM E2004 | ISO 17025
6086 | Falling Dart Impact Testing (Tup or Falling Mass) | ASTM D5628 | ISO 17025
6087 | Fastener Pull-Through | ASTM D7332
6088 | Fastener Pull-Through Resistance | ASTM D7332 | ISO 17025
6089 | FEDERAL SPECIFICATION: ADHESIVE, EPOXY RESIN, METAL TO METAL STRUCTURAL BONDING | MMM-A-134 | ISO 17025
6090 | Fiber Volume, Void Volume | EN 2564 | Airbus
6091 | Filled Hole Tension and Compression Testing (Tensile & Compressive Properties) | ASTM D6742 | ISO 17025
6092 | Filled-Hole Tension, Filled-Hole Compression | ASTM D6742
6093 | Flatwise Compression | ASTM C365
6094 | Flatwise Compression Testing (Compressive Strength) | ASTM C365 | ISO 17025, Nadcap
6095 | Flatwise Shear Testing | ASTM C273 | ISO 17025, Nadcap
6096 | Flatwise Tensile | AITM 1-0025, EN 2243-4, | Airbus
6097 | Flatwise Tensile Testing | ASTM C297, ASTM D7291 | ISO 17025, Nadcap
6098 | Flatwise Tension | ASTM C297
6099 | Flexural | AC7122/1 (1.4.1), AC7122/1 (1.4.2), AC7122/1 (1.4.3), ASTM D522*, ASTM D6109, ASTM D6272 , ASTM D747, ASTM D790
6100 | Flexural | AITM 1-0018AITM 1-0020, EN 2562, EN 2746 | Airbus
6101 | Flexural Properties - Plastics | ASTM D790, ISO 14125, ISO 178 | ISO 17025, Nadcap
6102 | Flexural Properties Testing | ASTM C393, ASTM D747, ASTM D790, ASTM D6272, ASTM D7249, ASTM D7250, AMS-STD-401 | ISO 17025
6103 | Flexural Strength of Advanced Ceramics at Elevated Temperatures | ASTM C1211 | ISO 17025
6104 | Flexural Strength Testing | ASTM C393, ASTM D7250, ASTM D7264 | ISO 17025, Nadcap
6105 | Flexural Strength Testing - Adhesives | IPC-TM-650, Sections 2.4.4, 2.4.4.1 | ISO 17025, Nadcap
6106 | Floating Roller Peel Resistance | ASTM D3167 | ISO 17025, Nadcap
6107 | Flow Rates - Extrusion Plastometer | ASTM D1238 | ISO 17025
6108 | Four-Point Bending | ASTM D6272 | ISO 17025
6109 | Fracture Strength (Adhesives) | ASTM D3433 | ISO 17025, Nadcap
6110 | Fracture Toughness | ASTM D5045, ASTM E1922
6111 | Fracture Toughness of Composite Panels | ASTM D5528, EN 6033, EN 6034 | ISO 17025
6112 | Fracture Toughness, Mode I, Gic | ASTM D5528
6113 | Gardner Impact Testing | ASTM D5420 | ISO 17025
6114 | GIIc (Shear Mode II) |  | Nadcap
6115 | GIIIc (Shear Mode III) |  | Nadcap
6116 | Hardness | ASTM D785, ASTM E18
6117 | Impact | AITM 1-0057 | Airbus
6118 | Impact | ASTM D1822, ASTM D4812, ASTM G14
6119 | Impact Testing of Plastics (Charpy & IZOD) | ASTM D256, ASTM D1822, ASTM D4812, ASTM D7136 | ISO 17025
6120 | Initial Tear Resistance | ASTM D1004 | ISO 17025, Nadcap
6121 | In-Plane Shear | AITM 1-0002 (ISO 14129) | Airbus
6122 | In-Plane Shear | ASTM D3846, SACMA SRM 7, ASTM D3518, ASTM D5448
6123 | In-Plane Shear Properties of Polymer Matrix Composite Materials by the Rail Shear Method | ASTM D4255 | ISO 17025
6124 | In-Plane Shear Testing | ASTM D3518, ASTM D3846 , ASTM D4255, ISO 14129, SRM 7-94, SAE J2253 | ISO 17025, Nadcap
6125 | Instrumented Impact | ASTM D6264, ASTM D7136
6126 | Interlaminar Fracture Toughness (Mode I, Mode II) | ASTM D5528, ASTM D6671 | ISO 17025, Nadcap
6127 | Interlaminar Shear | EN 2563, AITM 1-0047 | Airbus
6128 | Izod Impact | ASTM D256, ISO 180
6129 | Izod Pendulum Impact Testing | ASTM D256 | ISO 17025
6130 | Laboratory Aging | ASTM C481 | ISO 17025
6131 | Laminate Flatwise Tensile | ASTM D7291
6132 | Laminate Flexural | ASTM D7264
6133 | Lap Shear | EN 2243-1, EN 2667-1 (PRen) | Airbus
6134 | Lap Shear Composite Joints | AITM 1-0019 | Airbus
6135 | Lap Shear Sealant | AITM 1-0030 | Airbus
6136 | Lockheed Martin Test Procedures for Fiber and Plastic Reinforced Composites | LMA-PT001 and LMA-PT008​ | ISO 17025 / Lockheed Approved
6137 | Long Beam Flexural | ASTM D7249
6138 | Long Beam Shear / Flexure Testing | ASTM D7249 | ISO 17025, Nadcap
6139 | Material Standards Included within Scope (May or may not be able to perform all testing) | ASTM D876, ASTM D1414, ASTM D1675, ASTM D4745, ASTM D4762, ABD 0031, BOEING D6-51377, IPC-CC-830, MIL-I-46058, MMM-A-132, NASA 1092, NASA 1142 | ISO 17025
6140 | Microtensile on PTFE+ Graphite (elastomers) | n/a | ISO 17025
6141 | Mixed Mode Fracture Toughness | ASTM D6671
6142 | Mixed Mode I-Mode II Interlaminar Fracture Toughness of Unidirectional Fiber Reinforced Polymer Matrix Composites | ASTM D6671 | n/a
6143 | Mode I Fatigue | ASTM D6115
6144 | Mode I Interlaminar Fracture Toughness of Unidirectional Fiber-Reinforced Polymer Matrix Composites | ASTM D5528 | n/a
6145 | Mode I Interlaminar Fracture Toughness of Unidirectional Fiber-Reinforced Polymer Matrix Composites | ASTM D5528 | n/a
6146 | Monotonic Tensile Behavior of Continuous Fiber-Reinforced Advanced Ceramics with Solid Rectangular Cross-Section Test Specimens at Ambient Temperature | ASTM C1275 | ISO 17025
6147 | Node Tensile | ASTM C363
6148 | Open hole filled hole compression | AITM 1-0008-B / C / D | Airbus
6149 | Open hole tensile, Filled hole tensile | AITM 1-0007-A / B / C / D | Airbus
6150 | Open Hole Tension and Compression Testing (Tensile & Compressive Properties) | ASTM D5766, ASTM D6484, SRM 3-94, SRM 5-94 | ISO 17025
6151 | Open-Hole Compression (OHC) | ASTM D6484
6152 | Open-Hole Tensile | ASTM D5766, SACMA SRM 5
6153 | Open-Hole Tension Fatigue, Open-Hole Compression Fatigue | ASTM D7615
6154 | Peel | ASTM C794, ASTM D1781, ASTM D3167, ASTM D3359, ASTM D6869, ASTM D903, BMS 8-308, MIL-B-81934, MMM-A-132
6155 | Peel | ASTM D1876, EN 2243-2, EN 2243-3 | Airbus
6156 | Peel Adhesion | ASTM D3330
6157 | Peel Resistance or Stripping Strength Testing (Adhesives) | ASTM D903, ASTM D1876, ASTM D3330, ASTM D3359 | ISO 17025, Nadcap
6158 | Preparation of Metallographic Specimens | ASTM E3 | ISO 17025
6159 | Pull-Off | ASTM D7522
6160 | Rail Shear | ASTM D4255
6161 | Retraction at Lower Temperatures (TR Test) | ASTM D1329 | ISO 17025
6162 | Sandwich Beam Compression | ASTM D5467
6163 | Sandwich Flexural | AITM 1-0018 | Airbus
6164 | Sandwich Flexural and Shear | ASTM D7250, AMS-STD-401
6165 | Sandwich Thickness | ASTM C366
6166 | Shear | AC7122/1 (1.3.2), AC7122/1 (1.3.3), AC7122/1 (1.3.5), AC7122/1 (1.3.6), ASTM D1002, ASTM D2919, ASTM D3163, ASTM D3164, ASTM D3165, ASTM D3166, ASTM D3528, ASTM D3914, ASTM D732, ASTM D953, SACMA SRM 3
6167 | Shear | AITM 1-0002, AITM 1-0019, AITM 1-0030 Sealants, AITM 1-0047 | Airbus
6168 | Shear Fatigue Testing | ASTM C394 | ISO 17025, Nadcap
6169 | Shear Strength Testing | ASTM C273, ASTM D732, ASTM D1002, ASTM D2344, ASTM D2919, ASTM D3163, ASTM D3164, ASTM D3165, ASTM D3166, ASTM D3518, ASTM D3528, ASTM D3846, ASTM D3914, ASTM D5379, ASTM D5961, ASTM D7078, SACMA SRM 3R & 8R | ISO 17025
6170 | Shear Strength Testing - Adhesives | ASTM D2295 | ISO 17025, Nadcap
6171 | Shear Strength Testing - Plastics | ASTM D732 | ISO 17025, Nadcap
6172 | Short Beam Shear | ASTM D2344
6173 | Short Beam Shear (SBS - ILSS) | SACMA SRM 8
6174 | Single Lap Shear - Apparent Shear Strength | ASTM D1002 | ISO 17025, Nadcap
6175 | Solder Mask Abrasion (Pencil Method) | IPC-TM-650, Section 2.4.27.2 | ISO 17025
6176 | Specific Optical Density of Smoke (Smoke Density) | ASTM E662, ASTM F814 | ISO 17025
6177 | Specimen Preparation | ASTM D5687, ASTM E3
6178 | Splice Shear | ASTM D7616
6179 | Standard Practice for Compressive Testing of Thin Damaged Laminates Using a Sandwich Long Beam Flexure Specimen | ASTM D7956 | ISO 17025
6180 | Standard Practice for Constant-Amplitude, Axial, Tension-Tension Cyclic Fatigue of Advance Ceramics at Ambient Temperature | ASTM C1361 | ISO 17025
6181 | Standard Practice for Constant-Amplitude, Axial, Tension-Tension Cyclic Fatigue of Continuous Fiber-Reinforced Advanced Ceramics at Ambient Temperatures | ASTM C1360 | ISO 17025
6182 | Standard Practice for Open-Hole Fatigue Response of Polymer Matrix Composite Laminates | ASTM D7615 | ISO 17025
6183 | Standard Specification for Carbon Fiber Composite Core (CFCC/TS) for use in Overhead Electrical Conductors | ASTM B987 | ISO 17025
6184 | Standard Test Method for Creep and Creep Rupture of Continuous Fiber-Reinforced Advanced Ceramics Under Tensile Loading at Elevate Temperatures | ASTM C1337 | ISO 17025
6185 | Stiffness Properties - Torsion | ASTM D1043 | ISO 17025
6186 | Strain gage installation | ASTM E1237
6187 | Stress Strain Behavior of Adhesives in Shear by Tension Loading | ASTM D5656 | ISO 17025
6188 | Tape Adhesion | AITM 2-0024 | Airbus
6189 | Tear | ASTM D1004, ASTM D1938, ASTM D624
6190 | Tear Resistance Testing | ASTM D624, ASTM D1004, ASTM D1938 | ISO 17025
6191 | Tear Strength - Rubber | ASTM D624 | ISO 17025
6192 | Tensile | AC7122/1 (1.1.1), AC7122/1 (1.1.2), AC7122/1 (1.1.3), ANSI Z-359.14 / 4.2.5*, ASTM C1275, ASTM C1359, ASTM D1414, ASTM D1623, ASTM D1708, ASTM D2095, ASTM D3552, ASTM D3759, ASTM D3916, ASTM D412, ASTM D5083, ASTM D5450, ASTM D638, ASTM D7205, ASTM D7565, ASTM D882, ASTM D897, ASTM D952, ASTM E8, SACMA SRM 4, SACMA SRM 9
6193 | Tensile | AITM 1-0007-A / B / C / D, AITM 1-0025, AITM 1-0029, EN 2561, EN 2597, EN 2747, ISO 527-2, ISO 527-3, ISO 527-5 | Airbus
6194 | Tensile (Tension) Testing - Rubbers/Elastomers | ASTM D412 | ISO 17025, Nadcap
6195 | Tensile Shear Strength of Adhesives | ASTM D2557, ASTM D2919, ASTM D3163, ASTM D3164, ASTM D3165 | ISO 17025, Nadcap
6196 | Tensile Strength Testing | ASTM C297, ASTM D412, ASTM D638, ASTM D882, ASTM D897, ASTM D952, ASTM D1414 (section 8), ASTM D1623 (Types B&C), ASTM D1708, ASTM D2095, ASTM D3039, ASTM D3479, ASTM D3552, ASTM D3916, ASTM D5528, ASTM D5766, ASTM D6742 (Section 4.1), ASTM E8, ASTM E1237, ASTM C 1275, ASTM C1359, ASTM D3759, SACMA SRM 4R, AMS-STD-401, ASTM D7291 | ISO 17025
6197 | Tensile Strength Testing - Adhesives | ASTM D2095 | ISO 17025, Nadcap
6198 | Tensile Strength Testing - Plastics | ASTM D638, ASTM D882, ASTM D1623, ASTM D1708, ASTM D5083, ISO 527, ISO 1926 | ISO 17025, Nadcap
6199 | Tensile Strength Testing - PMCs | ASTM C363, ASTM D3039, SRM 4-94, SRM 9-94, SAE J2253 | ISO 17025, Nadcap
6200 | Tensile Strength, Tensile Modulus, Poisson's Ratio | ASTM D3039
6201 | Tensile Testing of Single Textile Fibers | ASTM D3822 | ISO 17025
6202 | Tension, Flatwise | AMS-STD-401, GE E50TF566_1, CL-B
6203 | Tension-Tension Fatigue | ASTM D3479
6204 | Tension-Tension Fatigue Testing | ASTM D3479 | ISO 17025
6205 | Testing of Nonrigid Vinyl Chloride Polymer Tubing | ASTM D876 | ISO 17025
6206 | Transverse Shear | ASTM D7617
6207 | Tube Shear | ASTM E990
6208 | Tube Shear | EN 2667-2 (PRen) | Airbus
6209 | V Notch Shear Strength Testing | ASTM D5379, ASTM D7078 | ISO 17025
6210 | Video Extensometer - Non-contact Extensometer for tensile testing |  | ISO 17025
6211 | V-Notch Shear, Iosipescu Shear | ASTM D5379
6212 | V-Notched Rail Shear | ASTM D7078
6213 | Water Absorption | ASTM D570 | ISO 17025
6214 | Dimensional Inspection / Dimensional Verification \ Dimensional Stability | IPC-TM-650, Section 2.2.1, 2.2.2, 2.2.5, 2.2.19.1, 2.4.39 | ISO 17025
6215 | Microsectioning | IPC-TM-650, Section 2.1.1, 2.1.1.1 | ISO 17025
6216 | Thickness of Glass Fabric | IPC-TM-650, Section 2.1.6 | ISO 17025
6217 | Thread Count | IPC-TM-650, Section 2.1.7, 2.1.7.1 | ISO 17025
6218 | CTE by TMA, Thermomechanical Analysis (NO Dilatometer) | ASTM E831
6219 | Cure, Differential Scanning Calorimetry (DSC) | AITM 3-0008 (EN 6064) | Airbus
6220 | Differential Scanning Calorimetry (DSC) - glass transition temperature | ASTM D3417, ASTM D3418, ASTM D3895, ASTM E1269, ASTM E1952, ASTM E2160, ASTM D7426​, SACMA SRM 25, ASTM E2160, AITM 3-0002 | ISO 17025
6221 | Enthalpies of Fusion and Crystallization of Polymers by Differential Scanning Calorimetry (DSC) | ASTM D3417, SRM 25R-94 | ISO 17025, Nadcap
6222 | Exothermic reaction by DSC | AITM 2-0001 | Airbus
6223 | Glass Transition Temperature (DSC) | IPC-TM-650, Section 2.4.25 | ISO 17025, Nadcap
6224 | Glass Transition Temperature (DSC) - Differential Scanning Calorimetry | ASTM D3418 | ISO 17025, Nadcap
6225 | Modulated Differential Scanning Calorimetry - MDSC | ASTM E1952
6226 | Specific Heat by DSC | ASTM E1269
6227 | Thermal Analysis - Differential Scanning Calorimetry (DSC) - Used to measure: glass transition temperature (Tg), crystallization temperature (Tc), and melting temperature or melting point; crystallinity, curing, Oxidative Induction Time (OIT), specific heat capacity, etc. | ASTM D4591, ASTM D7426, ASTM E2160 | ISO 17025, Nadcap
6228 | Thermal Analysis - Differential Scanning Calorimetry (DSC) - Used to measure: glass transition temperature (Tg), crystallization temperature (Tc), and melting temperature or melting point; crystallinity, curing, Oxidative Induction Time (OIT), specific heat capacity, etc. | ASTM D3417,ASTM D3895, AC7122/4 (4.3.1)
6229 | Thermal Analysis - Differential Scanning Calorimetry (DSC) - Used to measure: glass transition temperature (Tg), crystallization temperature (Tc), and melting temperature or melting point; crystallinity, curing, Oxidative Induction Time (OIT), specific heat capacity, etc. | ASTM D3418
6230 | Thermal Analysis - Dynamic Mechanical Analysis (DMA) - Measures stiffnes, damping, curing, modulus, glass transition temperature (Tg), etc. | SACMA SRM 18
6231 | Thermal Analysis - Dynamic Mechanical Analysis (DMA) - Measures stiffnes, damping, curing, modulus, glass transition temperature (Tg), etc. | ASTM D4065, ASTM D5023, ASTM D5024, ASTM D5026, ASTM D7028, ASTM E1640, EN 6032, SACMA SRM 18 R | ISO 17025
6232 | Thermal Analysis - Dynamic Mechanical Analysis (DMA) - Measures stiffnes, damping, curing, modulus, glass transition temperature (Tg), etc. | ASTM E1640, EN 6032, ASTM D4065, ASTM D5023, ASTM D5024, ASTM D5026
6233 | Thermal Analysis - Dynamic Mechanical Analysis (DMA) - Measures stiffnes, damping, curing, modulus, glass transition temperature (Tg), etc. | ASTM D7028, ASTM E1356, ASTM E1545, ASTM E1640, SRM 18R-94; IPC-TM-650, Sections 2.4.24.4, 2.4.24.5; Sikorsky SS9152/PP101 | ISO 17025, Nadcap
6234 | Thermal Analysis - Dynamic Mechanical Analysis (DMA) - Measures stiffnes, damping, curing, modulus, glass transition temperature (Tg), etc. | ASTM D7028
6235 | Thermal Analysis - Dynamic Mechanical Analysis (DMA) - Measures stiffnes, damping, curing, modulus, glass transition temperature (Tg), etc. | ASTM D4065, AC7122/4 (4.1.1)
6236 | Thermal Analysis - Dynamic Mechanical Analysis (DMA) - Measures stiffnes, damping, curing, modulus, glass transition temperature (Tg), etc. | ASTM D4065, ASTM D5023, ASTM D5024, ASTM D5026, SAE J2253 | ISO 17025
6237 | Thermal Analysis - Thermogravimetric Analysis (TGA) - Measures mass loss, weight change, thermal stability, ocidation, and combustion | ISO 11358 | Airbus
6238 | Thermal Analysis - Thermogravimetric Analysis (TGA) - Measures mass loss, weight change, thermal stability, ocidation, and combustion | ASTM D3850 (4.1.1), AC7122/4 (4.2.1)
6239 | Thermal Analysis - Thermogravimetric Analysis (TGA) - Measures mass loss, weight change, thermal stability, ocidation, and combustion | ASTM D3850, AST E1131, ASTM E1582 | ISO 17025
6240 | Thermal Analysis - Thermogravimetric Analysis (TGA) - Measures mass loss, weight change, thermal stability, ocidation, and combustion |  | n/a
6241 | Thermal Analysis - Thermomechanical Analysis (TMA) - Measures: Coefficient of thermal expansion (CTE), coefficient of linear thermal expansion (CLTE), bulk expansion, softening point, glass transition temperature (Tg), heat deflection point, etc. | IPC-TM-650, Section 2.4.24 | ISO 17025, Nadcap
6242 | Thermal Analysis - Thermomechanical Analysis (TMA) - Measures: Coefficient of thermal expansion (CTE), coefficient of linear thermal expansion (CLTE), bulk expansion, softening point, glass transition temperature (Tg), heat deflection point, etc. | ASTM E831 | ISO 17025, Nadcap
6243 | Thermal Analysis - Thermomechanical Analysis (TMA) - Measures: Coefficient of thermal expansion (CTE), coefficient of linear thermal expansion (CLTE), bulk expansion, softening point, glass transition temperature (Tg), heat deflection point, etc. | ASTM E1824*, AC7122/4 (4.4.1)
6244 | Thermal Analysis - Thermomechanical Analysis (TMA) - Measures: Coefficient of thermal expansion (CTE), coefficient of linear thermal expansion (CLTE), bulk expansion, softening point, glass transition temperature (Tg), heat deflection point, etc. | ASTM E831, ASTM E1545, ASTM E1824, ASTM E2092 | ISO 17025
6245 | Thermal Analysis - Thermomechanical Analysis (TMA) - Measures: Coefficient of thermal expansion (CTE), coefficient of linear thermal expansion (CLTE), bulk expansion, softening point, glass transition temperature (Tg), heat deflection point, etc. | ASTM E831 | Airbus
6246 | Thermal Analysis - Thermomechanical Analysis (TMA) - Measures: Coefficient of thermal expansion (CTE), coefficient of linear thermal expansion (CLTE), bulk expansion, softening point, glass transition temperature (Tg), heat deflection point, etc. | ISO 11359 | Airbus
6247 | Thermal Analysis - Thermomechanical Analysis (TMA) - Measures: Coefficient of thermal expansion (CTE), coefficient of linear thermal expansion (CLTE), bulk expansion, softening point, glass transition temperature (Tg), heat deflection point, etc. | ASTM E831 | n/a
6248 | Time to Delamination (TMA Method) | IPC-TM-650, Section 2.4.24.1 | ISO 17025
6249 | Dimensional Equipment Calibration - Length | According to Customer/Manufacturer specification | N/A
6250 | Dimensional Equipment Calibration - Length | According to Customer specification | N/A
6251 | Electrical Equipment Calibration - DC & Low frequency | According to Customer/Manufacturer specification | ISO/IEC 17025
6252 | Electrical Equipment Calibration - High voltage | According to Customer/Manufacturer specification | ISO/IEC 17025
6253 | Equipment Calibration - Frequency and time | According to Customer/Manufacturer specification | ISO/IEC 17025
6254 | Equipment Calibration - Mass | According to Customer/Manufacturer specification | N/A
6255 | Equipment Calibration - Temperature & Humidity | According to Customer/Manufacturer specification | N/A
6256 | Mechanical Equipment Calibration - Force | According to Customer/Manufacturer specification | N/A
6257 | Mechanical Equipment Calibration - Pressure | According to Customer/Manufacturer specification | N/A
6258 | Mechanical Equipment Calibration - Torque | According to Customer/Manufacturer specification | N/A
6259 | Asbestos 4 Stage Clearance Testing | Asbestos Management and Testing | UKAS ISO 17020 / ISO 17025
6260 | Asbestos Advice/Consultancy | Asbestos Management and Testing | UKAS ISO 17020 / ISO 17028
6261 | Asbestos Air Testing | Asbestos Management and Testing | UKAS ISO 17020 / ISO 17025
6262 | Asbestos Awareness Training | Asbestos Management and Testing | UKAS ISO 17020 / ISO 17025
6263 | Asbestos Compliance Registers Asbestos Management Plans | Asbestos Management and Testing | UKAS ISO 17020 / ISO 17025
6264 | Asbestos Fiber counting (fibre counting) | Asbestos Management and Testing | UKAS ISO 17020 / ISO 17025
6265 | Asbestos Management Surveys | Asbestos Management and Testing | UKAS ISO 17020 / ISO 17025
6266 | Asbestos Material Analysis | Asbestos Management and Testing | UKAS ISO 17020 / ISO 17027
6267 | Asbestos Refurbishment and demolition surveys | Asbestos Management and Testing | UKAS ISO 17020 / ISO 17025
6268 | Asbestos Sampling | Asbestos Management and Testing | UKAS ISO 17020 / ISO 17026
6269 | Project Management of Asbestos Remediation | Asbestos Management and Testing | UKAS ISO 17020 / ISO 17025
6270 | Testing of Asbestos Containing Materials ( ACM's) | Asbestos Management and Testing | UKAS ISO 17020 / ISO 17025
6271 | SABS certification |  | n/a
6272 | 4G LTE Testing and Certification - FCC and ISED Equipment |  | n/a
6273 | Dynamic Electromagnetic Testing | NES 1004:1995 Data Sheet 25, DEF STAN 08-123:2000 Data Sheet 25, DEF STAN 07-55:1983 Test A!, Test A@, MIL-STD 810G:2008 Method 514.6, Method 519.6, BRB/RIA13:1990, BRB/RIA 20:1988 | ISO 17025
6274 | Electrical Measurement | QAI No 3 | ISO 17025
6275 | Electrical Measurement |  | ISO 17025
6276 | Electrical Safety | EN 60065:2002+ A1: 2006+ A11:2008 + A11:2008 + A12:2011, EN.60065: 2014 Excluding:- 6.2 (laser radiation test), 8.22 (thin sheet insulation test), 12.3 (cable connected remote control devices), 12.5 (coax sockets, including on TV receivers), 14 (components), 18 (cathode ray tubes) | ISO 17025
6277 | Electrical Safety - Automatic Machines for Floor Treatment | EN.60335-2-72: 2012 | ISO 17025
6278 | Electrical Safety - Battery Chargers | EN.60335-2-29: 2004 + A1 + A2 | ISO 17025
6279 | Electrical Safety - Commercial Floor Treatment Machines | EN.60335-2-67: 2012 (excluding current carrying hoses) | ISO 17025
6280 | Electrical Safety - Fans | EN 60335-2-80:2003 + A1 + A2 | ISO 17025
6281 | Electrical Safety - Household/Electrical Appliances | EN 60335-1:2012, EN 60335-1:2012+A11:2014 Excluding:, 22.32 (rubber-aging test), 22.46 (protective software evaluation), 22.48 (backsiphonage test), 24.1 (component tests), 24.7 (hose-set tests) | ISO 17025
6282 | Electrical Safety - Instantaneous Water heaters | EN.60335-2-35: 2001 + A1 + A2 | ISO 17025
6283 | Electrical Safety - Service and Amusement Machines | EN 60335-2-82:2003 + A1 | ISO 17025
6284 | Electrical Safety - Skin/Hair Care Appliances | EN 60335-2-23:2003+A12:2008 +A11:2010 + A1 | ISO 17025
6285 | Electrical Safety - Spray Extraction Machines | EN.60335-2-68: 2012 | ISO 17025
6286 | Electrical Safety - Vacuum Cleaners and Water-Suction Cleaning Appliances | EN.60335-2-2 2010 (excluding current carrying hoses) | ISO 17025
6287 | Electrical Safety - Wet and Dry Vacuum Cleaners | EN.60335-2-69: 2012 (excluding current carrying hoses) | ISO 17025
6288 | Electromagentic Compatibility (EMC) Testing - In-House Testing | STP-1001 Site Safety Procedures, STP-1002 Initial Site Survey(s) and Test Plan(s), STP-1003 Equipment Verification, STP-1004 Power Line Conduction, STP-1005 Magnetic Field (H) Emissions, STP-1006 E-Field Emissions Testing, STP-1007 Radiated Immunity Using Licensed Transmitters, STP-1008 Conduced Immunity Testing as per EN61000-4-6 2009,, STP-1009 Electrical Fast Burst Transient Testing as per EN6100-4-4 2004, STP-1010 Voltage Surge Testing as per EN61000-4-5 2006, STP-1011 Electrostatic Discharge Testing as per, EN61000-4-2 2009, STP-1012 Voltage Dips and Interruptions, STP-1013 Voltage Fluctuations and Flicker Testing | ISO 17025
6289 | Electromagnetic Compatibility (EMC) - Automotive Testing | BS EN 12895 | ISO 17025
6290 | Electromagnetic Compatibility (EMC) Testing - Civil Tests | EN 55011:2007+A1:2007, EN55011:2009+A1:2010, AN/NZS CISPR 11:2004, EN 55013:2001+A1:2003+A2:2006, CISPR 13:2006 Edition 4.2, CISPR 13:2009 Edition 5.0, AS/NZS CISPR 13:2004, AS/NZS CISPR14.1:2010 , EN 55015:2006+A1:2007+A2:2009 , EN 55015:2013 , CISPR 15:2009 Ed 7.2 , AS/NZS CISPR 15:2006 , EN 55022: 1998 , EN 55022:2006 + A1:2007 , EN, 55022:2010 , CISPR 22:1997 , CISPR 22:2006 Ed 5.2 , CISPR22: 2008 , AS/NZS CISPR 22:2006 , AS/NZS CISPR 22:2009+A1:2010 , CAN/CSA-CEI/ IEC CISPR , FCC CFR 47:Part 18 | ISO 17025
6291 | Electromagnetic Compatibility (EMC) Testing - Civil Tests, Conducted Current Harmonics | EN 61000-3-2:2006 + A1:2009+ A2:2009, IEC 61000-3-2:2009 Ed 3.2, EN61000-3-2:2014 | ISO 17025
6292 | Electromagnetic Compatibility (EMC) Testing - Civil Tests, Signal and Control Lines | EN 50065-1:1991 , EN 55011:2009+A1:2010 , EN 55014-1:2006+A1:2009 , EN 55022:19981 , EN 55022:2006 + A1:20071 , CISPR 22:2006 Ed 5.21 , CISPR 22:20081 , AS/NZS CISPR 22:20061 ,AS/NZS CISPR 22:2009 +A1:2010 , EN 55032:2012 , FCC CFR 47 Part 15B , FCC CFR 47:Part 18 , VCCI V-31 , AS/NZS CISPR14.1:2010 , EN 55015:2006+A1:2007+A2:2009 , EN 55015:2013 , CISPR 15:2009 Ed 7.2 , AS/NZS CISPR 15:2006 , EN 55022: 1998 , EN 55022:2006 + A1:2007 , EN 55022:2010 , CISPR 22:1997 , CISPR 22:2006 Ed 5.2 , CISPR22: 2008 , AS/NZS CISPR 22:2006 , AS/NZS CISPR 22:2009+A1:2010 , CAN/CSA-CEI/ IEC CISPR , FCC CFR 47:Part 18 | ISO 17025
6293 | Electromagnetic Compatibility (EMC) Testing - Compass Safe Distance | EN 60945:2002 Section 11.2 | ISO 17025
6294 | Electromagnetic Compatibility (EMC) Testing - Compass Safe Distance | BS 3G100 Part 2, Section 2:1972, RTCA/DO-160B, C, D, E F and G Section 15, IATA Packing Instruction 902:1999 | ISO 17025
6295 | Electromagnetic Compatibility (EMC) Testing - Conducted AC Mains Flicker | EN 61000-3-3:2008, EN 61000-3-3:2013, IEC 61000-3-3:2008 Ed 2.0 | ISO 17025
6296 | Electromagnetic Compatibility (EMC) Testing - Conducted and Radiated Emissions | CISPR 12:2001, CISPR 25:2002 2004/104/EC, Annexes IV, V, VII and VIII 2005/83/EC, EN50498:2010 72/245/EEC 97/24/EEC Chapter 8 2009/64/EC, ECE Regulation 10.04, ECE Regulation 10.05 | ISO 17025
6297 | Electromagnetic Compatibility (EMC) Testing - Conducted and Radiated Emissions | CISPR 12:2001, CISPR 25:2002 2004/104/EC, Annexes IV, V, VII and VIII 2005/83/EC, EN50498:2010 72/245/EEC 97/24/EEC Chapter 8 2009/64/EC, ECE Regulation 10.04, ECE Regulation 10.05 | ISO 17025
6298 | Electromagnetic Compatibility (EMC) Testing - Conducted Emissions - Power, Control and Signal Leads | BS 3G100 Part 4 Section 2:1980, RTCA/DO-160B:1988, RTCA/DO-160C:1989, RTCA/DO-160 D E, F G Section 21, RTCA/DO-160E Section 21, RTCA/DO-160F Section 21, MVEE 595:1970, DGS 250B:1981, SP-P-90003 Issue 3:1970, MIL STD 461 B:1980, MIL STD 462:1967, MIL STD 461C, CE01, CE02,, CE101, CE102, CE03 and CE04, DEF STAN 59-41:Issue 3 and 5, DCE01 and DCE02, DEF STAN 59-41:Part 3, Section 2, Issue 2:1999, DCE01 and DCE 02, Def Stan 59-411 Part 3 inc A1, Def Stan 59/411 Part 3 iss 2:2014 DCE01 and DCE 02, DEF STAN 59-41:Part 3, Section 3, Issue 1:2003 DCE01, DCE02 and DCE03, MIL STD 461D, E and F and G, CE101, CE 102 and CE106, DEF STAN 59-411:Part 4:2007 Inc A1 DCE01 and DCE02, EuroFighter SPE-J 000-E-1000, CE-EFA-1, CE-EFA-2, CE-EFA-3 | ISO 17025
6299 | Electromagnetic Compatibility (EMC) Testing - Conducted Immunity BCI | ISO 11452-1:2005, ISO 11452-4:2005, substitution method, 2004/104/EC Annexes IX 2005/83/EC, EN50498:2010 72/245/EEC 97/24/EEC Chapter 8 2009/64/EC, ECE Regulation 10.04, ECE Regulation 10.05 | ISO 17025
6300 | Electromagnetic Compatibility (EMC) Testing - Conducted Immunity BCI | ISO 11452-1:2005, ISO 11452-4:2005, substitution method, 2004/104/EC Annexes IX 2005/83/EC, EN50498:2010 72/245/EEC 97/24/EEC Chapter 8 2009/64/EC, ECE Regulation 10.04, ECE Regulation 10.05 | ISO 17025
6301 | Electromagnetic Compatibility (EMC) Testing - Conducted Susceptibility - CW, Transients and Magnetic | EN 61000-4-6:2009, IEC 61000-4-6:2008 Ed 3.0, EN 61000-4-6:2014 | ISO 17025
6302 | Electromagnetic Compatibility (EMC) Testing - Conducted Susceptibility - Inter and Cross Modulation and Rejection of Unwanted Signals | MIL STD 461D, E,F and G, CS103, CS104 and CS105 | ISO 17025
6303 | Electromagnetic Compatibility (EMC) Testing - Conducted Susceptibility - Power, Control and Signal Lines including Bulk Current Injection | Bureau Veritas Part III:1991 Chapters 19 - 25, Clause 9, MIL STD 461B:1980, MIL STD 461C, CS02, MIL STD 461D, , CS101 and CS114, MIL STD 462:1967, DEF STAN 61-5 Part 6: Iss 4:1984 and Part 6: Issue 5:1990, DEF STAN 61-5 Part 6: Iss 6:2009, Det 01A, Det 02A, Det 03A, Det 04A, Det 05A, Det 06A, Det 07A, Det 08A, Dit 01A, Dit 02A, Dit 03A, Dit 04A DET01.B, DET02.B, DET03.B, DIT01.B, DIT02.B, DIT03.B DIT04.B, DIT05.B, DIT06.B DIT07.B, DIT08.B, DIT01.B, DEF STAN 59-41:1998 Issue 3, DEF STAN 59-41:Issue 3 and 5, DCS01, DCS02, DCS03, DCS05 and DCS06, DEF STAN 59-41:Part 3, Section 2, Issue 2:1999 DCS02 and DCS03, DEF STAN 59-41:Part 3, Section 3, Issue 1:2003 DCS02, DCS03, DCS05, DCS06, DEF STAN 59-41 Part 3:Iss 1:1993 DCS01, DCS02 and DCS06, DEF STAN 59-41 Part 3 Section 3 Issue 1:2003 DCS01.3, DCS02.3 and DCS03.3, DEF STAN 59-411 Part 3 inc A1, Def Stan 59/411 Part 3 iss 2:2014 DCS01, DCS02 and DCS03, RTCA/DO-160B, Sections 18, 19, 20 and Change Notice 2, DEF STAN 59-411:Part 4:2007 Inc A1 High level bulk current injection, DGS 250B:1981, EuroFighter SPE-J-000-E-1000, CS EFA-2SP-P-90003 Issue 3:1970, TS 1527 Issue 2:1976 | ISO 17025
6304 | Electromagnetic Compatibility (EMC) Testing - Conducted Susceptibility - Primary Power Lines | MIL STD 461D, E and F CS101, MIL STD 461C, CS01, DEF STAN 59-41:Issue 3 and 5, DCS01, DEF STAN 59-41:Part 3, Section 2, Issue 2:1999 DCS01, DEF STAN 59-411:Part 4:2007 Inc A1 DCS01, DEF STAN 59-41:Part 3, Section 3, Issue 1:2003 DCS01, Def Stan 59-411 Part 3 inc A1 DCS01, RTCA/DO-160C, D, E ,F and G Section 18, EuroFighter SPE-J-000-E-1000 CS-EFA-1 | ISO 17025
6305 | Electromagnetic Compatibility (EMC) Testing - Conducted Susceptibility - Structure Current | MIL STD 461 G, CS 109 | ISO 17025
6306 | Electromagnetic Compatibility (EMC) Testing - Conducted Susceptibility Transients | MIL STD 461C, CS06, MIL STD 461D, E,F and G, CS115 and CS116, DEF STAN 59-41:Issue 3 and 5, DCS04, DCS05,, DCS06, DCS07 and DCS08, DEF STAN 59-41:Part 3, Section 2, Issue 2:1999, DCS05 and DCS06, DEF STAN 59-41:Part 3, Section 3, Issue 1:2003, DCS04, DCS05, DCS06,, DCS08 and DCS12, DEF STAN 59-411 Part 3 inc A1, Def Stan 59/411 Part 3 iss 2:2014 DCS04, DCS05, DCS06, DCS08, DCS09 and DCS12, DEF STAN 59-411:Part 4:2007 Inc A1, DCS05 and DCS06, RTCA/DO-160C, D, E F and G, Sections 17 and 19, EuroFighter SPE-J-000-E 1000, CS-EFA-4, MIL-STD-704E & F Inc Notice 1, MIL HNBK 704-1 to 8 | ISO 17025
6307 | Electromagnetic Compatibility (EMC) Testing - Damage (Cat A, B &C) and functional upset (Cat D & E) testing (multiple stroke/burst) | Airbus ABD0100.1.2 Issue G Section 3.2.2 | ISO 17025
6308 | Electromagnetic Compatibility (EMC) Testing - Electrostatic Discharge | DEF STAN 59-41:Issue 3 and 5, DCS10, DEF STAN 59-41:Part 3 Issue 5 DCS10, DEF STAN 59-41:Part 3, Section 2, Issue 2:1999 DCS10, DEF STAN 59-41 Part 3, Section 3, Issue 1:2003 DCS10.3, DEF STAN 59-411 Part 3, Def Stan 59/411 Part 3 iss 2:2014 DCS10, RTCA/DO-160B, C, D, E , F and G Section 25, DEF STAN 59-41:Part 3, Section 3, Issue 1:2003 DCS10, MIL STD 461 G CS 118 | ISO 17025
6309 | Electromagnetic Compatibility (EMC) Testing - Electrostatic Discharge Immunity | EN 61000-4-2:2009, IEC 61000-4-2:2008 Ed 2.0, EN 55020:2002 | ISO 17025
6310 | Electromagnetic Compatibility (EMC) Testing - Exported Transients Power Lines | STAN 59-41:Issue 3 and 5, DCE03, DEF STAN 59-41 Part 3 Iss 1:1993 DCE03, EuroFighter SPE-J-000-E-1000 CE-EFA-3, DEF STAN 59-41:Part 3, Section 3, Issue 1:2003 DCE03.3, DEF STAN 59-411 Part 3 inc A1, Def Stan 59/411 Part 3 iss 2:2014 DCE03 | ISO 17025
6311 | Electromagnetic Compatibility (EMC) Testing - Fast Transient/Burst Immunity | EN 61000-4-4:2004 + A1:2010, EN 61000-4-4:2012, IEC 61000-4-4:2004 Ed 2.0, EN 55020:2002, Documented TRaC Procedure STP09 Issue 4:1998 | ISO 17025
6312 | Electromagnetic Compatibility (EMC) Testing - Generic and Product Specification Standards - Sections 10.1.1 to 10.1.15 | EN 12184:2006 , EN 50121-2:2000 , EN 50121-2:2006 , EN 50121-3:2000 , EN 50121-3-1:2006 , EN 50121-3-2:2006 , EN 50121-4:20002 , EN 50121-4:2006 , EN 50121-5:20002 , EN 50121 5:20062 , EN 50121-1:2015 , EN 50121-2:2015 , EN 50121-3-1:2015 , EN 50121-3-2:2015, EN 50121-4:2015 , EN 50121-5:2015 , EN 50130-4:2011 , EN 50130-4:2011 + A1:2014 , EN 50131-2-3:2008 , EN 50131-2-4:2008 , EN 50131-2-5:2008 , EN 50131-4:2009 , DD CLC/TS EN 50131-7:2010 10/30227151DC (EN50131-9:2010) , EN 50131-1:2006 + A1: 2009 08/30179399 DC (EN50131-1) , EN 50131-2-2:2008 , EN 50131-3:2009 , EN 50270:2006 , EN 50293:2012 , EN 50165:1997 + A1:2001, EN 50199:1995 | ISO 17025
6313 | Electromagnetic Compatibility (EMC) Testing - Generic and Product Specification Standards - Sections 10.1.1 to 10.1.15 | EN 55014-2:1997+ A1:2001, EN 55014-2:1997+A2:2008, EN 55024:2010, CISPR 24: 2010 Ed 2.0, EN 55024:2010 + A1:2015, EN55103-1:20091, EN55103-2:2009, BS IEC 60533:1999, IEC 60601-1-2:2007 Ed 3.0, EN 60601-1-2:2007, IEC 60601-1-2:2014 Ed 4, EN 61000-6-1:2007, EN 61000-6-2:2005, EN 61000-6-3:2007, EN 61000-6-3:2007+A1:2011. IEC 61000-6-3:2011 Ed 2.1, EN 61000-6-4:2007, EN 61000-6-4:2007+A1:2011, IEC 61000-6-4:2011 Ed 2.1, EN 61204-3:2001, EN 61326-1:2013, EN 61326-2-1:2013, EN 61326-2-2:2013, EN 61326-2-3:2013, EN 61326-2-4:2013, EN 61326-2-5:2013, EN 61326-2-6:2013, EN 61547:2009, EN 61800-3:1996 | ISO 17025
6314 | Electromagnetic Compatibility (EMC) Testing - Generic and Product Specification Standards - Sections 10.1.1 to 10.1.15 | IEC 62003:2009, EN 61000-4-10:1993, EN 61000-4-13:2002, EN 61000-4-14 (undated ref), EN 61000-4-12:2006, EN 61000-4-16, EN 61000-4-28, Lloyds Register Test Specification No.1:1990, EN 300 386 V1.5.1, EN 300 386-2:1997, EN 301 489-1 V1.8.1:2008, EN 301 489-1 V1.9.2:2011, EN 301 489-2:V1.3.1:2002, EN 301 489-3:V1.6.1:2013, EN 301 489-4, V1.4.1:2009, EN 301 489-5:V1.3.1:2002, EN 301 489-6 V1.3.1:2008, EN 301 489-7 V1.3.1: 2005, EN 301 489-8 V1.2.1:2002, EN 301-489-9 V1.4.1:2007, EN 301 489-10 V1.3.1:2002, EN 301 489-11 V1.3.1:2006, EN 301 489-12 V2.2.2:2008, EN 301 489-13 V1.2.1:2002, EN 301 489-14 V1.2.1:2003, EN 301 489-15 V1.2.1:2002, EN 301 489-16 V1.2.1:2002, EN 301 489-17 v2.2.1:2012, EN 301 489-18 V1.3.1:2002, EN 301 489-19 V1.2.1:2002, EN 301 489-20 V1.2.1:2002, EN 301 489-24 V1.5.1:2010, EN 301 489-28 V1.1.1:2004, EN 60945:2002 Section 10 | ISO 17025
6315 | Electromagnetic Compatibility (EMC) Testing - Ground Reference Fluctuation | Airbus ABD0100.1.2 Issue G Section 3.4.6 | ISO 17025
6316 | Electromagnetic Compatibility (EMC) Testing - Interference Power Measurements | EN 55013:2001+ A1:2001+ A2:2006, CISPR 13:2006 Edition 4.2, CISPR 13:2009 Edition 5.0 , AS/NZS CISPR 13:2004 , EN 55014-1:2006+A1:2009+ A2:2011 | ISO 17025
6317 | Electromagnetic Compatibility (EMC) Testing - Lightning Effects | RTCA/DO-160C, D, E F and G Section 22, BOEING D6-16050:Section 7.4, MIL STD 461 G CS 117 | ISO 17025
6318 | Electromagnetic Compatibility (EMC) Testing - Magnetic Field Emissions | EN 50366:2003 + A1:2006 Time Domain Evaluation Method, EN 62233:2008 | ISO 17025
6319 | Electromagnetic Compatibility (EMC) Testing - Magnetostatic Field Susceptibility | DEF STAN 59-41:1988 Issue 3, DEF STAN 59-41 Part 3 Iss 1:1993 DMFS01, DEF STAN 59-41:Issue 3 and 5, DMFS01 and DRS03, DEF STAN 59-41:Part 3, Section 3, Issue 1:2003 , DRS03, DEF STAN 59-411:Part 3 inc A1, Def Stan 59/411 Part 3 iss 2:2014 DRS03 | ISO 17025
6320 | Electromagnetic Compatibility (EMC) Testing - Power Input Checks | DEF STAN 61-5:Issue 5, DEF STAN 61-5 Part 6: Iss 6:2009 Vehicle testing, Det 01A, Det 02A, Det 03A, Det 04A, Det 05A, Det 06A, Det 07A, Det 08A, Dit 01A, Dit 02A, Dit 03A, Dit 04A Platform and Terminal Equipment testing, DET01.B, DET02.B, DET03.B, DIT01.B, DIT02.B, DIT03.B, DIT04.B, DIT05.B, DIT06.B, DIT07.B, DIT08.B, DIT01.B, MIL STD 1275B, RTCA/DO-160C, D, E F and G Section 16 | ISO 17025
6321 | Electromagnetic Compatibility (EMC) Testing - Radiated Emissions - Electric Field | BS 3G100 Part 4 Section 2:1980, MVEE 595:1970, DGS 250B:1981, SP-P-90003 Issue 3:1970, NWS 3:1991, MIL STD 461B:1980, MIL STD 461C:1986, MIL STD 461C, RE02, MIL STD 461D, RE102, and RE103, MIL STD 462:1967, DEF STAN 59-41:1988 Issue 2, DEF STAN 59-41:1988 Part 3 iss 3, EuroFighter SPE-J-000-E-1000, RE-EFA-1, DEF STAN 59-41:1993 Part 3 iss 1 DRE01, DRE02 and DRE03, DEF STAN 59-41:1998 Part 4 iss 2, DEF STAN 59-41:Issue 3 and 5, DRE01 and DRE03, DEF STAN 59-41:Part 3, Section 2, Issue 2:1999 DRE01, DEF STAN 59-41:Part 3, Section 3, Issue 1:2003 DRE01.3 and DRE03.3, Def Stan 59-411 Part 3 inc A1, Def Stan 59/411 Part 3 iss 2:2014 DRE01 and DRE03, RTCA/DO160B:1988, RTCA/DO160C, Section 21, DEF STAN 59-411 Part 3 DRE01 and DRE03, DEF STAN 59-411:Part 4:2007 A1 DRE01, DRE03 and DRE04 | ISO 17025
6322 | Electromagnetic Compatibility (EMC) Testing - Radiated Emissions - Magnetic Field | MIL STD 461C, RE01, RE04, MIL STD 461D, RE101, DEF STAN 59-41:1998 Issue 3 DEF STAN 59-41:Issue 3 and 5, DRE02, DEF STAN 59-41:Part 3, Section 3, Issue 1:2003 DRE02.3, DEF STAN 59-411 Part 3 inc A1, Def Stan 59/411 Part 3 iss 2:2014 DRE02 | ISO 17025
6323 | Electromagnetic Compatibility (EMC) Testing - Radiated Emissions: Electric Field | EN 55011: 2009 + A1:2010, AS/NZS CISPR 11:2004, EN 55013:2001 including Amendment A1:2003 & A2:2006, CISPR 13:2006 Edition 4.2, CISPR 13:2009 Edition 5.0, AS/NZS CISPR 13:2004, EN 55015:013, EN 55015:2006 + A2:2009, EN 55015:2006 + A1:2007 + CISPR 15:2009 Ed 7.2 AS/NZS CISPR 15:2006 EN 55022:1998 EN55022:2006 + A1:2007 EN55022:2010, CISPR 22:2006 Ed 5.2 , CISPR 22:2008 Ed 6.0 , AS/NZS CISPR 22:2006 , AS/NZS CISPR 22:2009 , AS/NZS CISPR 22:2009 +A1:2010 , EN 60945:2002 Section 9.3 , FCC CFR 47:Part 15B , FCC CFR 47:Part 18 , ANSI C63.4:2003 , ANSI C63.4:2014 A,B,C,E,G , ICES-003 Issue 5:2012 , ICES-003 Issue 6:2016 , EN 55032:2012, EN 55032:2015 , GEL210 11-14-0182 | ISO 17025
6324 | Electromagnetic Compatibility (EMC) Testing - Radiated Emissions: Magnetic Field | EN 55011: 2007 + A2:2007, EN 55011:2009 + A!:2010, AS/NZA CISPR 11:2004, EN 60945:2002 Section 9.3, FCC CFR 47: Part 18, ICES-001: Issue 4: 2006 | ISO 17025
6325 | Electromagnetic Compatibility (EMC) Testing - Radiated Immunity Absorption Chamber | ISO 11452-1:2005, ISO 11452-2:2004, substitution method, ISO 11451-1:2003, ISO 11451-2:2004 2004/104/EC Annexes VI, IX 2005/83/EC, EN50498:2010 72/245/EEC 97/24/EEC Chapter 8 2009/64/EC, ECE Regulation 10.04, ECE Regulation 10.05 | ISO 17025
6326 | Electromagnetic Compatibility (EMC) Testing - Radiated Immunity Absorption Chamber | ISO 11452-1:2005, ISO 11452-2:2004, substitution method, ISO 11451-1:2003, ISO 11451-2:2004 2004/104/EC Annexes VI, IX 2005/83/EC, EN50498:2010 72/245/EEC 97/24/EEC Chapter 8 2009/64/EC, ECE Regulation 10.04, ECE Regulation 10.05 | ISO 17025
6327 | Electromagnetic Compatibility (EMC) Testing - Radiated Susceptibility - Electric Field | BS 3G100 Part 4 Section 2:1980, Bureau Veritas Part III:1991 Chapters 19 - 25, Clause 8, MIL STD 461B:1980, MIL STD 461C, RS03, MIL STD 461D, E, F, and G RS103, MIL STD 462:1967, DEF STAN 59-41:Issue 3 and 5, DRS02, DEF STAN 59-41 Part 3 Iss 1:1993 DRS02, DEF STAN 59-41:Part 3, Section 2, Issue 2:1999 DRS02, DEF STAN 59-41:Part 3, Section 3, Issue 1:2003 DRS02.3, DEF STAN 59-411 Part 3 inc A1, Def Stan 59/411 Part 3 iss 2:2014 DRS02, RTCA/DO-160B, C, D, E, F, G Sections 19, 20 and Change Notice 2, BOEING D6-16050:para 7.3, DEF, STAN 59-411:Part 4:2007 Inc A1 Low Level Swept Current, DEF STAN 59-411:Part 4:2007 Inc A1 DRS02, DGS 250B:1981, MVEE 595:1970, NWS 3:1981, EuroFighter SPE-J-000-E-1000 RS-EFA-2, RS EFA-3, SP-P-90003 Issue 3:1970 | ISO 17025
6328 | Electromagnetic Compatibility (EMC) Testing - Radiated Susceptibility - HIRF | Section 20.5 RTCA/DO 160F & G, DEF STAN 59-41/411 Issues 1 & 2 DRS02B | ISO 17025
6329 | Electromagnetic Compatibility (EMC) Testing - Radiated Susceptibility - Magnetic Field | MIL STD 461C, RS01 and RS02, MIL STD 461D, E,F and G RS101 , DEF STAN 59-41 Part 3 Iss 1:1993 DRS01, DEF STAN 59-41:1988 Issue 3, DEF STAN 59-41:Issue 3 and 5, DRS01, DEF STAN 59-41:Part 3, Section 3, Issue 1:2003 DRS01.3, DEF STAN 59-411 Part 3 inc A1, Def Stan 59/411 Part 3 iss 2:2014 DRS01, RTCA/DO-160D, E, F and G Section 19, EuroFighter, SPE-J-000-E-1000, RS-EFA-1 | ISO 17025
6330 | Electromagnetic Compatibility (EMC) Testing - Radio Frequency Susceptibility - Electric Field | EN 61000-4-3:2006+A1:2008, EN 61000-4-3:2006 + A2:2010, IEC 61000-4-3:2006 Ed 3.0, IEC 61000-4-3:2008 Ed 3.1, IEC 61000-4-3:2010 Edition 3.2 | ISO 17025
6331 | Electromagnetic Compatibility (EMC) Testing - Radio Frequency Susceptibility - Magnetic Field | EN 61000-4-8:2010, IEC 61000-4-8:2009 Ed 2.0, EN 61000-4-9:1994+ A1:2001, IEC 61000-4-9:2001 Ed 1.1 | ISO 17025
6332 | Electromagnetic Compatibility (EMC) Testing - Site Surveys - Conducted Emissions, Radiated E-Field, Radiated H-Field | Documented TRaC Procedures, STP-1004 Power Line Conduction, STP-1005 Magnetic Field (H) Emissions, STP-1006 E-Field Emissions Testing | ISO 17025
6333 | Electromagnetic Compatibility (EMC) Testing - Surge Immunity | EN 61000-4-5:2006, EN 61000-4-5:2014, ITU-T K20:2003, ITU-T K21:2000, ITU-T K21:2003, ITU-T K44:2000, ITU-T K44:2003 | ISO 17025
6334 | Electromagnetic Compatibility (EMC) Testing - Vehicular Transient Testing | ISO 7637-1:1990, ISO 7637-2:1990 12 and 24 v, ISO 7637-2:2004, pulses 1, 2a, 2b, 3a, 3b and 4 only 2004/104/EC Annexes X 2005/83/EC, EN50498:2010 72/245/EEC 97/24/EEC Chapter 8 2009/64/EC, ECE Regulation 10.04, ECE Regulation 10.05 | ISO 17025
6335 | Electromagnetic Compatibility (EMC) Testing - Vehicular Transient Testing | ISO 7637-1:1990, ISO 7637-2:1990 12 and 24 v, ISO 7637-2:2004, pulses 1, 2a, 2b, 3a, 3b and 4 only 2004/104/EC Annexes X 2005/83/EC, EN50498:2010 72/245/EEC 97/24/EEC Chapter 8 2009/64/EC, ECE Regulation 10.04, ECE Regulation 10.05 | ISO 17025
6336 | Electromagnetic Compatibility (EMC) Testing - Voltage Dips, Interruptions and Variations | EN 61000-4-11:2004, IEC 61000-4-11:2004 Ed 2.0 | ISO 17025
6337 | RFID to AIM 7351731 on medical equipment | AIM 7351731 | n/a
6338 | Early Stage qualifications (ESQ) | GAP anlysis on technical requirements, Test plan creation, Directive and Standards training | n/a
6339 | Acceleration Testing | MIL-STD-202, Method 212, Test Conditions A and C only; MIL-STD-810 C/D/E/F/G, Method 513; MIL-E-5272, Rev C, 22 Jan 71, Para. 4.16 | ISO 17025
6340 | Loose Cargo Testing | MIL-STD-810 C/D/E/F/G Method 514 | ISO 17025
6341 | Shock Response Synthesis (SRS) | MIL-STD-810 C/D/E/F/G Method 516 | ISO 17025
6342 | Shock Testing | RTCA/DO-160 Section 7; MIL-STD-202 Methods 202, 205, and 213 (higher levels need drop tower); MIL-STD-810 C/D/E/F/G Methods 514, 516, Procedures I, II, III, and V; MIL-E-5272, Rev C, 22 Jan 71, Para. 4.15; IEC 68-2-27; MIL-S-901D | ISO 17025
6343 | Vibration Testing | RTCA/DO-160, Section 8; MIL-STD-202 Method 106; MIL-STD-810 C/D/E/F/G Methods 514, 516, Procedures IV and VI, and 519; MIL-STD-167; IEC 60945, Section 8.7 | ISO 17025
6344 | Salt Spray (Fog) Corrosion Testing | ASTM B117, ASTM D1735, ASTM D2247; DIN50021-SS; IEC 60945 Section 8.12; MIL-STD-202, Method 101; MIL-STD-810 C/D/E/F/G, Method 509; RTCA/DO-160, Section 14; MIL-STD-883 | ISO 17025
6345 | Electromagnetic compatibility (EMC) / Electromagnetic Interference (EMI) - Conducted Emissions - Power Leads | USNRC Regulatory Guide 1.180, Revision 1: Test Methods: MIL-STD-461E based CE101 (Low Frequency) and CE102 (High Frequency) | ISO 17025
6346 | Electromagnetic compatibility (EMC) / Electromagnetic Interference (EMI) - Conducted Emissions - Power Leads, Interconnecting Cables and Antenna Terminals | MIL-STD-461A/B/C Requirements MIL-STD-462 Procedures Test Methods: CE01, CE02, CE03, CE04, CE06 and CE07 | ISO 17025
6347 | Electromagnetic compatibility (EMC) / Electromagnetic Interference (EMI) - Conducted Emissions - Power Leads, Interconnecting Cables and Antenna Terminals | MIL-STD-461D Requirements MIL-STD-462D Procedures Test Methods: CE101, CE102 and CE106 | ISO 17025
6348 | Electromagnetic compatibility (EMC) / Electromagnetic Interference (EMI) - Conducted Immunity - Vehicle Components | SAE J1113-2 (1996-09): Electromagnetic Compatibility Measurement Procedures and Limits for Vehicle Components (Except Aircraft) – Conducted Immunity, 30 Hz to 250 kHz – All Leads | ISO 17025
6349 | Electromagnetic compatibility (EMC) / Electromagnetic Interference (EMI) - Conducted Susceptibility - Power Leads | USNRC Regulatory Guide 1.180, Revision 1: Test Methods: MIL-STD-461E CS101 (Low Frequency) and CS114 (High Frequency) | ISO 17025
6350 | Electromagnetic compatibility (EMC) / Electromagnetic Interference (EMI) - Conducted Susceptibility - Power Leads, Interconnecting Cables and Chassis | MIL-STD-461A/B/C Requirements MIL-STD-462 Procedures Test Methods: CS01, CS02, CS06, CS09, CS11, CS101, CS109, CS114, CS115 and CS116, MIL-STD-461E/F/G Procedures and Requirements Test Methods: CS101, CS106, CS109, CS114, CS115 and CS116 | ISO 17025
6351 | Electromagnetic compatibility (EMC) / Electromagnetic Interference (EMI) - Conducted Susceptibility - Signal Leads | USNRC Regulatory Guide 1.180, Revision 1: Test Methods: MIL-STD-461E CS114 (High Frequency), CS115 and CS116 | ISO 17025
6352 | Electromagnetic compatibility (EMC) / Electromagnetic Interference (EMI) - Electrostatic Discharge (ESD) - Airborne Equipment | Airbus 2520M1F001200, Airbus ABD0100.1.2, RTCA/DO-160C/D/E/F/G Section 25 | ISO 17025
6353 | Electromagnetic compatibility (EMC) / Electromagnetic Interference (EMI) - Emission of Radio Frequency Energy (Conducted) - Airborne Equipment | Airbus 2520M1F001200, Airbus ABD0100.1.2, RTCA/DO-160C/D/E/F/G Section 21 | ISO 17025
6354 | Electromagnetic compatibility (EMC) / Electromagnetic Interference (EMI) - Emission of Radio Frequency Energy (Radiated) - Airborne Equipment | Airbus 2520M1F001200, Airbus ABD0100.1.2, RTCA/DO-160C/D/E/F/G Section 21 | ISO 17025
6355 | Electromagnetic compatibility (EMC) / Electromagnetic Interference (EMI) - Field and In-Situ Testing for Military and Aerospace Equipment Items and Tests | Military Standards 461/A/B/C/D/E/F/G Aerospace Standards RTCA/DO-160C/D/E/F/G Shielding Standards IEEE std. 299, MIL-STD-285, MIL-STD-188-125-1 and MIL-STD-188-125-2 | ISO 17025
6356 | Electromagnetic compatibility (EMC) / Electromagnetic Interference (EMI) - Ground Plane Interference - Chassis | EMSD-ITP-89-02 (October 1988): Ground Plane Interference Testing | ISO 17025
6357 | Electromagnetic compatibility (EMC) / Electromagnetic Interference (EMI) - Induced Signal Susceptibility - Airborne Equipment | Airbus 2520M1F001200, Airbus ABD0100.1.2, RTCA/DO-160C/D/E/F/G Section 19 | ISO 17025
6358 | Electromagnetic compatibility (EMC) / Electromagnetic Interference (EMI) - Insertion Loss, Radiated and Conducted Disturbances - Lighting Equipment | ICES-005 – Issue 3, May 2009 Radio Frequency Lighting Devices | ISO 17025
6359 | Electromagnetic compatibility (EMC) / Electromagnetic Interference (EMI) - Magnetic Effects Testing - Airborne Equipment | Airbus 2520M1F001200, Airbus ABD0100.1.2, RTCA/DO-160C/D/E/F/G Section 15 | ISO 17025
6360 | Electromagnetic compatibility (EMC) / Electromagnetic Interference (EMI) - Power Characteristics - Power Leads | MIL-STD-1275A/B/C/D/E: Characteristics of 28 Volt DC Electrical Systems in Military Vehicles, MIL-STD-704A/B/C/D/E/F: Aircraft Electrical Power Characteristics | ISO 17025
6361 | Electromagnetic compatibility (EMC) / Electromagnetic Interference (EMI) - Power Characteristics and Grounding/Bonding - Airborne Equipment | Airbus ABD0100.1.8.1 | ISO 17025
6362 | Electromagnetic compatibility (EMC) / Electromagnetic Interference (EMI) - Power Consumption Testing - Airborne Equipment | Airbus 2520M1F001200 | ISO 17025
6363 | Electromagnetic compatibility (EMC) / Electromagnetic Interference (EMI) - Power Input Testing - Airborne Equipment | Airbus 2520M1F001200, RTCA/DO-160C/D/E/F/G Section 16 | ISO 17025
6364 | Electromagnetic compatibility (EMC) / Electromagnetic Interference (EMI) - Power Supply Audio Frequency Conducted Susceptibility - Airborne Equipment | Airbus 2520M1F001200, Airbus ABD0100.1.2, RTCA/DO-160C/D/E/F/G Section 18 | ISO 17025
6365 | Electromagnetic compatibility (EMC) / Electromagnetic Interference (EMI) - Radiated Emissions - Chassis and Interconnecting Cables | USNRC Regulatory Guide 1.180, Revision 1: Test Methods: MIL-STD-461E RE101, RE102 (Low Frequency) and RE102 (High Frequency) | ISO 17025
6366 | Electromagnetic compatibility (EMC) / Electromagnetic Interference (EMI) - Radiated Emissions - Chassis, Antennas and Cables | MIL-STD-461A/B/C Requirements MIL-STD-462 Procedures Test Methods: RE01, RE02, RE03, RE101, RE102 and RE103 | ISO 17025
6367 | Electromagnetic compatibility (EMC) / Electromagnetic Interference (EMI) - Radiated Susceptibility - Chassis and Interconnecting Cables | Regulatory Guide 1.180, Revision 1: Test Methods: MIL-STD-461E RS101, RS103 (Low Frequency) and RS103 (High Frequency) | ISO 17025
6368 | Electromagnetic compatibility (EMC) / Electromagnetic Interference (EMI) - Radiated Susceptibility - Chassis, Antennas and Cables | MIL-STD-461A/B/C Requirements MIL-STD-462 Procedures Test Methods: RS01, RS02, RS03, RS06, RS101 and RS103 | ISO 17025
6369 | Electromagnetic compatibility (EMC) / Electromagnetic Interference (EMI) - Radio Frequency Susceptibility (Conducted) - Airborne Equipment | Airbus 2520M1F001200, Airbus ABD0100.1.2, RTCA/DO-160C/D/E/F/G Section 20 | ISO 17025
6370 | Electromagnetic compatibility (EMC) / Electromagnetic Interference (EMI) - Radio Frequency Susceptibility (Radiated) - Airborne Equipment | Airbus 2520M1F001200, Airbus ABD0100.1.2, RTCA/DO-160C/D/E/F/G Section 20 | ISO 17025
6371 | Electromagnetic compatibility (EMC) / Electromagnetic Interference (EMI) - Shielding Effectiveness - Enclosures | IEEE Std. 299 (1969), IEEE Std. 299 (1996), IEEE Std. 299 (1997), IEEE Std. 299 (2006): Recommended Practice for Measurement of Shielding Effectiveness of High-Performance Shielding Enclosures, MIL-STD-188-125-1 (17 July 1998): High-Altitude Electromagnetic Pulse (HEMP) Protection For Ground-Based C4I Facilities Performing Critical, Time-Urgent Missions Part 1 – Fixed Facilities, MIL-STD-188-125-2 (3 March 1999): High-Altitude Electromagnetic Pulse (HEMP) Protection For Ground-Based C4I Facilities Performing Critical, Time-Urgent Missions Part 2 – Transportable Systems, MIL-STD-285 (June 25, 1956): Attenuation Measurements for Enclosures, Electromagnetic Shielding, for Electronic Test Purposes, Method Of | ISO 17025
6372 | Electromagnetic compatibility (EMC) / Electromagnetic Interference (EMI) - Voltage Spike Testing - Airborne Equipment | Airbus 2520M1F001200, Airbus ABD0100.1.2, RTCA/DO-160C/D/E/F/G Section 17 | ISO 17025
6373 | Altitude Testing | MIL-STD-810 C/D/E/F/G, Method 500; RTCA/DO160 Sections 4.6.1, 4.6.3 | ISO 17025
6374 | Blowing Rain Testing | MIL-STD-810 C/D/E/F/G Method 506, Procedure I | ISO 17025
6375 | Fluid Susceptibility | MIL-STD-810 C/D/E/F/G, Method 504 RTCA/DO-160, Section 11 | ISO 17025
6376 | Freeze / Thaw Testing | MIL-STD-810 C/D/E/F/G Method 524 | ISO 17025
6377 | HALT / HASS | Halt Standard; General Halt Requirements | ISO 17025
6378 | High / Low Temperature | MIL-STD-810 C/D/E/F/G, Methods 501, 502, 520; MIL-STD-202, Method 108A; IEC 60945, Sections 8.2, 8.4; RTCA/DO160, Sections 4.5.1, 4.5.2, 4.5.3, 4.5.4, 4.55, 5, 24 (Category A & C) | ISO 17025
6379 | Icing/Freezing Rain Testing | MIL-STD-810 C/D/E/F/G Method 521; RTCA/DO160 Section 24 | ISO 17025
6380 | Impact Testing | UL 746C Section 57 | ISO 17025
6381 | Ingress Protection - IP Testing (Blowing Sand and Blowing Dust Testing) | IEC 60529, IP5X, Sections 13.4 and 13.5; IEC 60529, IP6X, Sections 13.4 and 13.6; RTCA/DO-160, Section 12; MIL-STD-810, Method 510; MIL-STD-202, Method 110; IEC 60068-2-68; ISO 20653 | ISO 17025
6382 | Ingress Protection - IP Testing (Hosedown / Water Resistance / Waterproofness / Enclosure Protection) | IEC 60529, IPX3, Section 14.2.3; IEC 60529, IPX4, Section 14.2.4; IEC 60529, IPX5, Section 14.2.5; IEC 60529, IPX6, Section 14.2.6; IEC 60529, IPX7, Section 14.2.7; IEC 60529, IPX8, Section 14.2.8; NEMA 250 (2014); RTCA/DO-160, Section 10; UL 50 (2007); UL 50E (2007); MIL-STD-810, Method 512 (Immersion); GR-3125-CORE; GR-771-CORE (with Optical Measurements); GR-937-CORE; GR-950-CORE; GR-3178-CORE; ISO 20653 | ISO 17025
6383 | Leakage Testing (Immersion) | MIL-STD-810 C/D/E/F/G, Method 512; IEC 60945, Section 8.9 | ISO 17025
6384 | Moisture Resistance | MIL-STD-202, Method 106 | ISO 17025
6385 | Over Pressure | RTCA/DO160 | ISO 17025
6386 | Pressure (Atmosphere) Testing | Pall Aeropower, AEC 346168QTP | ISO 17025
6387 | Rain Testing | MIL-STD-810 C/D/E/F/G Method 506 Proc III; IEC 60945, Section 8.8 | ISO 17025
6388 | Rapid Decompression | MIL-STD-810 C/D/E/F/G Method 500; RTCA/DO160 | ISO 17025
6389 | Sand & Dust Testing | IEC 60529, Section 13; MIL-STD-810 C/D/E/F/G, Method 510; MIL-STD-202 Method 110A; RTCA/DO-160, Section 12 | ISO 17025
6390 | Steam Jet Testing | DRS 9608-96800-0001 | ISO 17025
6391 | Temperature and Humidity Testing | Bellcore GR-63 (5.1.1.3); MIL-STD-202 A-G Methods 103, 105.1, and 106; MIL-STD-810 C/D/E/F/G, Method 507; RTCA/DO-160, Section 6; DIN 50017; IEC 60945 , Section 8.3 | ISO 17025
6392 | Thermal Shock Testing | RTCA/DO160, Section 6; IEC 60945, Section 8.5; MIL-STD-202 Method 107G; MIL-STD-810 C/D/E/F/G, Method 503 | ISO 17025
6393 | UV Exposure and Solar Radiation | MIL-STD-810 C/D/E/F/G Method 505 | ISO 17025
6394 | Water (Atmosphere) Testing | IEC 60529 Section 14 | ISO 17025
6395 | Water Jet Cleaning | DRS 9608-96800-0001 | ISO 17025
6396 | Waterproofness Testing | RTCA/DO160 Section 10.3.1, 10.3.3 & 10.3.4 | ISO 17025
6397 | Drop Testing | IEC 60945/Ed4 Section 8.6.1 | ISO 17025
6398 | Pendulum Impact Testing | IEC 60068-2-75 | ISO 17025
6399 | Assessment | Australian Building Code, Australian Standards, MFPE and various international standards | N/A
6400 | Compartmentation drawings | Australian Building Code, Australian Standards, MFPE and various international standards | N/A
6401 | Design of wet fire safety systems | Building Code of Australia and Australian Standards | N/A
6402 | Detail review | Australian Building Code, Australian Standards, MFPE and various international standards | N/A
6403 | Expert Witness | Australian Building Code, Australian Standards, MFPE and various international standards | N/A
6404 | Fire Risk | Australian Building Code, Australian Standards, MFPE and various international standards | N/A
6405 | Fire strategy report | Australian Building Code, Australian Standards, MFPE and various international standards | N/A
6406 | Heat transfer analysis (Finite Element) | Australian Building Code, Australian Standards, MFPE and various international standards | N/A
6407 | Heat transfer analysis (Hand Calculation) | Australian Building Code, Australian Standards, MFPE and various international standards | N/A
6408 | Means of escape modelling | Australian Building Code, Australian Standards, MFPE and various international standards | N/A
6409 | Means of escape modelling (Hand Calculation) | Australian Building Code, Australian Standards, MFPE and various international standards | N/A
6410 | Passive Fire Protection Inspection | Australian Building Code, Australian Standards, MFPE and various international standards | N/A
6411 | Radiation Analysis | Australian Building Code, Australian Standards, MFPE and various international standards | N/A
6412 | Review of wet fire safety systems | Building Code of Australia and Australian Standards | N/A
6413 | Smoke Modelling (CFD) | Australian Building Code, Australian Standards, MFPE and various international standards | N/A
6414 | Smoke Modelling (Zone) | Australian Building Code, Australian Standards, MFPE and various international standards | N/A
6415 | Fire propagation testing and classification of external walls of buildings | AS 5113:2016 | N/A
6416 | Fire tests -- Full-scale room test for surface products | ISO 9705 | N/A
6417 | Methods for fire tests on building materials, components and structures Combustibility test for materials | AS 1530.1-1994 | N/A
6418 | Chemical Analysis - OES | ASTM E415 | ISO 17025
6419 | Chemical Resistance | GMW 15284, GMW 14333, GMW 14671, GMW 15891 | ISO 17025
6420 | Russian mud testing |  | ISO 17025
6421 | Salt Spray Testing (Salt Fog) - Copper Accelerated Acetic Acid-Salt Spray (CASS) | ASTM B380, Ford BQ-004-01, ASTM G85 (A1, A5), GMW 14193, PNAR 00682, ASTM D2803, ASTM D3322, FLTM BI 124-01, GMW15287, ASTM B117, GMW 3286, ISO 9227, FMVSS 209, Ford BI 103-01, Nissan NES M0140, Nissan NES M0007 | ISO 17025
6422 | Salt Spray Testing (Salt Fog) - Copper Accelerated Acetic Acid-Salt Spray (CASS) | ASTM B117, ASTM G85, ASTM B368, | ISO 17025
6423 | Flammability | FMVSS 302 | ISO 17025
6424 | Humidity Testing | ASTM D2247, D1735, GMW14729, DIN EN ISO 6270-2, FLTM BI 104-01 | ISO 17025
6425 | Temperature/Humidity Cycling | GMW14668, Chrysler PF.50014, DVM-0008-RG, Chrysler-LP-463PB-22-01, DIN 50014 | ISO 17025
6426 | Adhesive - Plating | ASTM B533, ASTM B571, SAE J207, FLTM BI 106-01 | ISO 17025
6427 | Adhesive - Tape Adhesion | ASTM B533, ASTM D3359, ASTM D2197, GMW14829 | ISO 17025
6428 | Adhesive Peel Testing | ASTM B533 | ISO 17025
6429 | Chip Resistance (Gravelometer) | ASTM D3170, FLTM BI 157-05, | ISO 17025
6430 | Compression | ASTM E9, A370 | ISO 17025
6431 | Hardness (Rockwell, Brinell, Vickers, Knoop) | ASTM E18, ASTM E140, SAE J429, ASTM E10, SAE J417, ASTM E384, ASTM D3363, FLTM BI 151-01 | ISO 17025
6432 | Hydrogen Embrittlement | USCAR 5 and 7 | ISO 17025
6433 | Impact Resistance - Coating | GMW14700 (Method B,C), SAE J400 | ISO 17025
6434 | Mandrel Bend | ASTM B571, ASTM B604, | ISO 17025
6435 | Mar Resistance | ASTM D5178 | ISO 17025
6436 | Proof Load | ASTM A370 | ISO 17025
6437 | Proof Load - Fasteners | SAE J 429, SAE J 1216, SAE J 995, SAE J 82 | ISO 17025
6438 | Proof Load - Textile | FED-STD-191A | ISO 17025
6439 | Tensile - Fasteners | ASTM F606, F606M; SAE J 429, SAE J 1216, SAE J 995, SAE J 82 | ISO 17025
6440 | Tensile - Textile | FED-STD-191A | ISO 17025
6441 | Tensile (strength, r-value, n-value) | ASTM A370, E8, E646, E517 | ISO 17025
6442 | Weld Bend Test (Ductility, Flaring) | ASTM E190, Customer Specification | ISO 17025
6443 | Yield Strength - Fasteners | SAE J 429, SAE J 1216, SAE J 995, SAE J 82 | ISO 17025
6444 | Alpha Case | SAE J 423 | ISO 17025
6445 | Coating Analysis - Thickness, Plating, Film, Electrode Potential (STEP) | ASTM B487, ASTM B764, ASTM B556, ASTM B604, ASTM B504, ISO 1463, ISO 2177, ASTM A90, ASTM B499, ASTM D7091-05, ISO 2178, ISO 2808 | ISO 17025
6446 | Decarburization | ASTM E1077; SAE J 419, | ISO 17025
6447 | Failure Analysis | ASTM Metals Handbook | ISO 17025
6448 | Fusion and Spot Weld Evaluation |  | ISO 17025
6449 | Grain Size | ASTM E112, E930, E1181 | ISO 17025
6450 | Inclusion Content | ASTM E45 (Method A, C) | ISO 17025
6451 | Intergranular Attack (IGA) | ASTM A262 (Practice A) | ISO 17025
6452 | Macroetching | ASTM E3, E340 | ISO 17025
6453 | Microetching | ASTM E3, E340 | ISO 17025
6454 | Surface Discontinuities - Fasteners | ASTM A574/A574M, F788/F788M, F812/F812M, F835/835M, F912/F912M, SAE J 78, SAE J 429, SAE J 122, SAE J 123, SAE J 1061 | ISO 17025
6455 | Surface Roughness | JIS B0601, DIN/ISO 4287, DIN/ISO 4288, ANSI B46.1 | ISO 17025
6456 | White Layer/Microstructure |  | ISO 17025
6457 | Liquid Penetrant Inspection - Dye Penetrant | ASTM E165 | ISO 17025
6458 | Finite Element Analysis (FEA) | Documented In-House Method | ISO 17025
6459 | Fitness for Purpose | API 579 | ISO 17025
6460 | Autoclave - Static |  | n/a
6461 | Crevice & Pitting Corrosion | ASTM G48-11 Method A, B, E, F, ASTM G48-2020e1 Method A, DNVGL-ST-F101:2017 appendix C par C200 | ISO 17025
6462 | Ferric chloride corrosion test for structure classification | ASTM A923-14 Method C | ISO 17025
6463 | HID Tests (Hydrogen Induced Disbonding) | ASTM G146 | ISO 17025
6464 | Hydrogen Induced Cracking (HIC); Have Saudi Aramco approval | NACE TM0284-11, DNVGL-ST-F101:2017 appendix C par C300, NACE TM0284:2016 | ISO 17025
6465 | Stress Corrosion Cracking Test | ASTM G39-99 (reapproved 2011), EN ISO 7539-2:1995 | ISO 17025
6466 | Sulfide Stress Cracking - SSC and SCC | NACE TM0177; NACE TM0316 | ISO 17025
6467 | Sulphide Stress Corrosion Cracking (SSCC) | NACE TM0177-05 Methods A,B,C, DNVGL-ST-F101:2017 appendix C par C400, NACE TM0316:2016 | ISO 17025
6468 | Susceptibility test for intergranular copper sulfate sulfuric acid attack ( STRAUSS ) | ASTM A262-15 Practice E, BS EN ISO 3651-2:1998 Method A | ISO 17025
6469 | Test for susceptibility to intergranular attack in nitric acid (HUEY) | BS EN ISO 3651-1:1998, ASTM A262-15 practice C | ISO 17025
6470 | Brinell Hardness Testing | ASTM E10-12, UNI EN ISO 6506-1:2006, ASTM A370-2020 section 17, ASTM E10-18, BS EN ISO 377:2017, BS EN ISO 6506-1:2014, ANSI/NACE MR0175/ISO 15156-3:2020 par. 6.2.2.2., ANSI/NACE MR0175/ISO 15156-2:2020 par.7.3, ASTM A370-2020 section 17, DNVGL-ST-F101:2017 appendix B par B1000, ASTM E10-18 | ISO 17025
6471 | Rockwell Hardness Testing | UNI EN ISO 6508-1:2006, ASTM E18-14a, ANSI/NACE MR0175/ISO 15156-2:2009, ANSI/NACE MR0175/ISO 15156-3:2009, ANSI/NACE MR0175/ISO 15156-3:2020 par.6.2.2.2, ASTM E18-19, ASTM E18-20, ANSI/NACE MR0175/ISO 15156-2:2020 par.7.3, ASTM A370-2020 section 18, BS EN ISO 6508-1:2016 | ISO 17025
6472 | Vickers Hardness Testing | UNI EN ISO 6507-1:2006, ASTM E384-11e1, BS EN ISO 9015-1:2011, ANSI/NACE MR0175/ISO 15156-3:2020 par. 6.2.2.2, ASTM E92-17, ISO 6507-1:2018, DNVGL-ST-F101:2017 appendix B1000 + ISO 6507-1:2018, API 1104 twenty-first 10.3.7.3 edition 1 par 10.3.7.3, ANSI/NACE MR0175/ISO 15156-2:2020 par.7.3, BS EN ISO 9015-2:2016, Code AI0M GE S-400 del 03/06/2016 + ASTM E92-17, BS EN ISO 9015-1:2011, DNVGL-ST-F101:2017 appendix B par B1000, ISO 6507-1:2018, ASTM E92-17, ASTM E208-2019, DNVGL-ST-F101:2017 appendix B par B1200 | ISO 17025
6473 | Vickers Microhardness Testing | UNI EN ISO 6507-1:2005 | ISO 17025
6474 | Bend Test | ASTM E290-14 + A370-2020 section 15, ASTM E290-14, BS EN ISO 7438:2020, API 1104 twenty-first edition par 5.6.4., ASTM E190-14, DNVGL-ST-F101:2017 appendix B B500 + BS EN ISO 5173:2012, BS EN ISO 15614-7:2019, EN ISO 15614-1:2017 + annex LC 2018 + A1-2019, BS EN 910:1996, BS EN ISO 7438:2020, ASTM E190-14 + A370-2020 section 15, DNVGL-ST-F101:2017 appendix B B500 + BS EN ISO 7438:2020, ASME IX:2019 QW160 + ASTM E190-14, ASME IX QW160:2019, BS EN ISO 5173:2012 | ISO 17025
6475 | Charpy Impact Testing | UNI EN ISO 148-1:2011, ASTM E23-12c, ASTM A370-2020 section 20 to 30, ASTM E23-18, BS EN ISO 148-1:2016, Code AI0N GE S-400 del 03/06/2016, ASTM E23-18, ASME IX QW170:2019, API 1104 twenty-first edition annex A par 3.4.2, API 1104 twenty-first edition par 10.3.7.4, BS EN ISO 9016:2012, DNVGL-ST-F101:2017 appendix B par B400, BS EN ISO 148-1:2016 | ISO 17025
6476 | Crack Propogation Testing | ISO 12108 | ISO 17025
6477 | Creep test | ASTM E139-11(2018) | ISO 17025
6478 | Creep-Rupture test | ASTM E139-11(2018) | ISO 17025
6479 | Determination of Reference Temperature T0 for ferritic steels in the transition range | ASTM E1921-19, ASTM E1921-19b, ASTM E1921-2020 | ISO 17025
6480 | Drop Weight Impact Testing | ASTM E208-06 (2012), ASTM E208-2017e1, ASTM E208-1991, ASTM E208-2020, ASTM E208-2019, ASTM E208-2017e1, ASTM E208-1991, ASTM E208-2019, ASTM E208-2020 | ISO 17025
6481 | Fatigue Crack Growth rate FCGR | ASTM E647-15e1, Code AIXE GE S-400 del 03/06/2016 + ASTM E647-15e1, ISO 12108:2018 | ISO 17025
6482 | Fatigue Testing | ISO 1099 | ISO 17025
6483 | Fatigue tests | ISO 12106:2017, JIS Z 2283:1998, ISO 1099 | ISO 17025
6484 | Force controlled constant amplitude axial fatigue - e-N Curves and strain life coefficients; coffin-manson | ASTM E466-15, ISO 1099:2017, ASTM E606/E606M-19e1 | ISO 17025
6485 | Fracture mechanic test for K, δ, J CTOD and R-curves determination | Code AIOP GE S-400 del 03/06/2016 + ASTM E399-19, ISO 12135:2016, BS 7448-4:1997, ISO 15653:2018, BS 7448-1:1991, BS 8571:2018, BS ISO 22889:2013, DNVGL-ST-F108:2019, ISO 12135:2016, DNVGL-ST-F101:2017 appendix B par B800 + DNVGL-ST-F108:2019, BS ISO 22889:2013, DNVGL-ST-F101:2017 appendix B B800, BS 7448-2:1997, ISO 15653:2018, ASTM E1820-18ae1, ASTM E1820-2020b, ASTM E1820-2020, ASTM E399-2020a | ISO 17025
6486 | Fracture mechanic test measurement of fracture thoughness, determination of j-integral, CTOD | ASTM E1820-18ae1, ASTM E1820-2020b, ASTM E1820-2020 | ISO 17025
6487 | Fracture Toughness Testing - Crack Tip opening Displacement - CTOD | BS 7448-1.1991, BS 7448-4.1997, UNI EN ISO 15653:2010, ISO 12135:2002, ASTM E1820:2013, ASTM E399-12e3, ISO 12108 | ISO 17025
6488 | IZOD Impact Testing |  | ISO 17025
6489 | Plane-strain fracture toughness | Code AIOP GE S-400 del 03/06/2016 + ASTM E399-19, ASTM E399-19, ASTM E399-17, BS EN ISO 12737:2010, ASTM B645-10 (Reapproved 2015), ISO 15653:2018, API 1104 twenty-first edition par 5.6.3, EN ISO 9017-2018, BS EN ISO 9606-1-2017, UNI EN 287-2012, ASTM E399-2020a, UNI EN 1320-1997 | ISO 17025
6490 | Small Scale Straining (Simulated Reeling) | Documented in house methods | ISO 17025
6491 | Stress-Rupture Tests | ASTM E139-11(2018), ASTM E292-18 | ISO 17025
6492 | Tensile Testing (Ambient & Elevated & Liquid Helium Cryogenic Temperature) | UNI EN ISO 6892-1:2009, ASTM E8/E8M-13a, ASTM E21-09, UNI EN ISO6892-2:2011, ASTM E1450-09 | ISO 17025
6493 | Uniaxial creep testing in tension | BS EN ISO 204:2018 | ISO 17025
6494 | Classification of geometric imperfections in metallic materials | UNI EN ISO 6520-1:2008 | ISO 17025
6495 | Designation System for imperfections | UNI CEN ISO/TR17845:2004 | ISO 17025
6496 | Determination of the intermetallic phases in duplex steels and in austenitic-ferritic stainless steels | ASTM A923-14 method A | ISO 17025
6497 | Etchants for macroscopic and microscopic examination | ISO/TR16060:2014 | ISO 17025
6498 | Fusion Welded joints in steel | UNI EN ISO 5817:2014 | ISO 17025
6499 | Grain size (comparison method) | ASTM E112-13, ASTM E1181-02, ISO 14250:2000, EN ISO 643:2020 | ISO 17025
6500 | Intergranular Corrosion (IGA/IGO/IGC) | ASTM A262 Practice A, B, C, E; ISO 3651; ASTM G28 | ISO 17025
6501 | Macro Etching | UNI 3138:1984, ASTM E340-13, ASTM E3-11, ASTM E381-2020, Code AI0XL GE S-400 del 03/06/2016 + ASTM E340-15, ISO/TR 16060:2014, ISO 4969:2015, ASTM E340-15, ASTM A604/A604M-07 (2017), UNI 3138:1984, EN ISO 17639:2013 | ISO 17025
6502 | Micrografic method examination of non metallic inclusions (X25-X1000) | UNI 3244:1980 - solo/only Met M, ASTM E45-18a, ISO 4967:2013 - solo/only Met A, Code AI0F GE S-400 2016 + ASTM E45-18a, UNI 3137:1965, ASTM E3-11(2017) + ASTM E407-07(2015)e1 | ISO 17025
6503 | Microstructural evaluation af graphite in iron castings | ASTM A247:2019, BS EN 945-1:2019 | ISO 17025
6504 | Optical Emission Spectroscopy ( OES ) | ASTM E415-17, Code AI0F GE S-400 2016 + ASTM E415-17, ASTM E1086-14, ASTM E1086-14, ASTM E3047-16 | ISO 17025
6505 | Pipe Girth Weld AUT validation | DNV RP F118:2010 | ISO 17025
6506 | Volume Fraction by Systematic Manual Point Count | flexible | ISO 17025
6507 | Volume fraction of second phase content | ASTM E562-19e1, DNVGL-ST-F101:2017 appendix B par B800 + ASTM E562-19e1, ASTM E1245-03 (Reaproved 2016) | ISO 17025
6508 | Macrographic examination ( Macro ) | ASME IX Ed.2019 QW-184, UNI CEN ISO/TS 17845:2004, ISO 4969:2015, AWS D1.1/D1.1M:2020, DD CEN ISO/TS 17845:2004, code AIXP GE S-400 del 03/06/2016 + ASTM E340:2015, ASME IX Ed.2019 QW-183, API 1104 twenty-first edition annex B par B.2.5.4, EEMUA PUBBLICATION 158 Third edition par. 4.4.4.4, BS EN ISO 15614-8:2016, ASTM A604/604M-07 (Reapproved 2017), EEMUA PUBBLICATION 158 Third edition par. 4.4.2.34, API 1104 twenty-first edition PAR 4.22, BS EN ISO 6520-2:2013, ASME IX Ed.2019 QW-192, BS EN ISO 15614-7:2019, EN ISO 15614-1:2017 + annex LC 2018+A1-2019, EEMUA PUBBLICATION 158 Third edition par. 4.4.2.4, ASTM E340-15, BS EN ISO 6520-1:2007, API 1104 twenty-first edition par 10.3.7.2, UNI EN ISO 6520-1:2008, UNI 3138:1984, ASME IX Ed.2019 QW-193, ISO/TR 16060:2014 | ISO 17025
6509 | Macro-sectioning /Salami cross sectioning | DNVGL-ST-F101:2017 appendix E par H800, EN ISO 17639:2013, DNVGL-ST-F101:2017 appendix B par B1200, DNVGL-ST-F101:2017 appendix B par B1000, BS EN ISO 5817-2014, DNV-RP-F118-2017 | ISO 17025
6510 | Weld Testing: Bend, Fracture, Hardness, Macro, Micro | API 5L 45th Edition 2013, API 1104 (20th Edition)2005, UNI EN ISO 15614-1:2004+A2:2012, UNI EN ISO 15614-2:2005, UNI EN ISO 15614-7:2005, UNI EN ISO 15614-8:2005, UNI EN ISO 9017:2013, UNI EN ISO 5173:2012,, ASME IX :2013, DNV-OS-F101 Aug 2012, DNV-OS-F101 Aug 2013, UNI EN ISO 17639:2013 | ISO 17025
6511 | Weld Testing: Bend, Fracture, Hardness, Macro, Micro | API 5L 45th Edition 2013, API 1104 (20th Edition)2005, UNI EN ISO 15614-1:2004+A2:2012, UNI EN ISO 15614-2:2005, UNI EN ISO 15614-7:2005, UNI EN ISO 15614-8:2005, UNI EN ISO 9017:2013, UNI EN ISO 5173:2012,, ASME IX :2013, DNV-OS-F101 Aug 2012, DNV-OS-F101 Aug 2013, UNI EN ISO 17639:2013 | ISO 17025
6512 | Cable and leadwire noise testing | ANSI/AAMI EC53 section 5.3.2 | ISO 17025
6513 | DIRECTIVE 2011/65/EU OF THE EUROPEAN PARLIAMENT AND OF THE COUNCIL of 8 June 2011 on the restriction of the use of certain hazardous substances in electrical and electronic equipment | n/a | n/a
6514 | Acidic Atmosphere Testing | MIL-STD-810, Method 518 | ISO 17025
6515 | Corrosion Protection Flow | ANSI/SCTE 11 | ISO 17025
6516 | Cyclic Corrosion Testing (CCT) | IEC 60945, Section 8.12; IEC 60068-2-52 | ISO 17025
6517 | Moisture Inhibitor Corrosion Resistance | ANSI/SCTE 69 2007 | ISO 17025
6518 | Salt Spray (Salt Fog) and Corrosion Resistance (Neutral Salt Spray only) | ASTM B117; GR-487-CORE; MIL-STD-810, Method 509; NEMA 250 (2014); RTCA/DO-160, Section 14; SAE J1455; UL 50 (2007); UL 50E (2007); IEC 60068-2-11; IEC 60945, Section 8.12; ANSI/SCTE 143 2007; GR-3121-CORE; GR-3125-CORE; GR-13-CORE; GR-771-CORE; GR-937-CORE; GR-950-CORE; GR-3108-CORE; GR-3178-CORE; GR-326-CORE | ISO 17025
6519 | “Mainline” PIN (Plug) Connector Return Loss | ANSI/SCTE 125 | ISO 17025
6520 | “Mainline” Splice Connector Return Loss | ANSI/SCTE 101 | ISO 17025
6521 | AC Fault Test of telecommunications wire / cables / connectors / equipment | GR-771-CORE; GR-902-CORE; GR-937-CORE; GR-950-CORE; GR-3121-CORE; GR-3125-CORE; GR-3123-CORE | n/a
6522 | Adhesion After Exposure - telecommunications wire / cables / connectors / equipment | GR-13-CORE; GR-3125-CORE; GR-487-CORE | n/a
6523 | Ampacity of Coaxial Cables | ANSI/SCTE 32 | ISO 17025
6524 | Backscatter, Attenuation | GR-13-CORE; GR-326-CORE; GR-771-CORE; GR-950-CORE; GR-3120-CORE; GR-3121-CORE; GR-3123-CORE; GR-3125-CORE | ISO 17025
6525 | Balance Ratio of 75 to 300 Ohm Matching Transformer; | ANSI/SCTE 120 | ISO 17025
6526 | Bend Resistance of telecommunications wire / cables / connectors / equipment | GR-347-CORE | n/a
6527 | Binders of telecommunications wire / cables / connectors / equipment | GR-421-CORE; GR-492-CORE; GR-3163-CORE; GR-3164-CORE; TIA 568-B; TIA 568-C | n/a
6528 | Bond Clamp Retention of telecommunications wire / cables / connectors / equipment | GR-771-CORE; GR-950-CORE; GR-3121-CORE; GR-3125-CORE | n/a
6529 | Bond to Dielectric | ANSI/SCTE 12, ANSI/SCTE 59 2007 | ISO 17025
6530 | Bond Wire Penetration of Bonding Set Screw | ANSI/SCTE 29 | ISO 17025
6531 | Bonding and Grounding for telecommunications wire / cables / connectors / equipment | GR-13-CORE; GR-49-CORE; GR-902-CORE; GR-950-CORE; GR-1089-CORE; GR-3108-CORE; GR-3125-CORE | n/a
6532 | Cable Clamping of telecommunications wire / cables / connectors / equipment | GR-771-CORE; GR-950-CORE; GR-3121-CORE; GR-3125-CORE | n/a
6533 | Cable Flexing | GR-771-CORE; GR-950-CORE; GR-3121-CORE; GR-3125-CORE | n/a
6534 | Cable Interface Durability | GR-1503-CORE | n/a
6535 | Cable Torsion | GR-771-CORE; GR-950-CORE; GR-3121-CORE; GR-3125-CORE | n/a
6536 | Capacitance of telecommunications wire / cables / connectors / equipment | GR-421-CORE; GR-492-CORE; GR-3163-CORE; GR-3164-CORE; TIA 568-B; TIA 568-C | n/a
6537 | Central Member Protrusion | GR-771-CORE; GR-950-CORE; GR-3121-CORE; GR-3125-CORE | n/a
6538 | Chemical Resistance of telecommunications wire / cables / connectors / equipment | GR-13-CORE; GR-49-CORE; GR-771-CORE; GR-487-CORE; GR-937-CORE; GR-950-CORE; GR-1503-CORE; GR-2873-CORE; GR–2916–CORE; GR-3121-CORE; GR-3125-CORE | n/a
6539 | Coaxial Cable Attenuation | ANSI/SCTE 47 | ISO 17025
6540 | Coaxial Cable Impedance | ANSI/SCTE 66 | ISO 17025
6541 | Coefficient of Friction - telecommunications wire / cables / connectors / equipment | GR-347-CORE | n/a
6542 | Cold Start of telecommunications wire / cables / connectors / equipment | GR-3108-CORE | n/a
6543 | Compression of telecommunications wire / cables / connectors / equipment | GR-421-CORE; GR-492-CORE; GR-771-CORE; GR-950-CORE; GR-1398-CORE; GR-3121-CORE | n/a
6544 | Conducted Emissions, Audio Frequency | MIL-STD-461, Method CE101 (30 Hz to 10 kHz); MIL-STD-461, Method CE02 (30 Hz to 20 kHz); MIL-STD-461, Method CE01 (up to 15 kHz); BOEING D6-16050-4, Sections 8.3.1 and 8.3.2; BOEING D6-16050-5, Section 8.1.1; BOEING D6-16050-6, Section 8.3 | ISO 17025
6545 | Conducted Emissions, Radio Frequency | MIL-STD-461, Method CE102 (10 kHz to 10 MHz); MIL-STD-461/462, Method CE03 (15 kHz to 50 MHz); MIL-STD-461, Method CE04 (20 kHz to 50 MHz); MIL-STD-461, Method CE106 (10 kHz to 40 GHz); RTCA/DO-160, Section 21; AIRBUS ABD0100.1.2, Section 3.4.5; BOEING D6-16050-4, Section 8.4; BOEING D6-16050-5, Section 8.2; BOEING D6-16050-6, Section 8.4; GR-1089-CORE; IEC/EN 55022, Section 9 | ISO 17025
6546 | Conducted Emissions, Transient | MIL-STD-461/462, Method CE07; ISO 7637-2; SAE J1113-42 (2010) | ISO 17025
6547 | Conducted Susceptibility, Audio Frequency | MIL-STD-461, Method CS101 (30 Hz to 150 kHz); MIL-STD-461/462, Method CS109 (60 Hz to 100 kHz); MIL-STD-461/462, Method CS01 (30 Hz to 50 kHz); MIL-STD-461, Method CS09 (60 Hz to 100 kHz); RTCA/DO-160, Section 18 and Section 19; AIRBUS ABD0100.1.8, Section 2.4; AIRBUS ABD0100.1.2, Section 3.4; BOEING D6-16050-4, Section 7.2; BOEING D6-16050-5, Section 7.2; BOEING D6-16050-6, Section 7.2; SAE J1113/2; ISO 11452-10 | ISO 17025
6548 | Conducted Susceptibility, Radio Frequency | MIL-STD-461/462, Method CS103 (15 kHz to 10 GHz); MIL-STD-461, Method CS104 (30 Hz to 20 GHz); MIL-STD-461/462, Method CS105 (30 Hz to 20 GHz); MIL-STD-461, Method CS114 (10 kHz to 200 MHz); MIL-STD-461/462, Method CS02 (50 kHz to 400 MHz); MIL-STD-461/462, Method CS04 (30 Hz to 20 GHz); RTCA/DO-160, Section 20; AIRBUS ABD0100.1.2, Section 3.3.2 (10 kHz to 400 MHz); BOEING D6-16050-4, Section 7.3; BOEING D6-16050-5, Section 7.3; BOEING D6-16050-6, Section 7.3; SAE J1113-4, Bulk Current Injection Method; IEC 60945, Section 10.3; GR-1089-CORE; IEC/EN 61000-4-6 | ISO 17025
6549 | Conducted Susceptibility, Transient | MIL-STD-461/462, Method CS06; MIL-STD-461F, Method CS106; MIL-STD-461, Method CS115; MIL-STD-461/462D, Method CS116 (10 kHz to 100 MHz); MIL-STD-461/462, Method CS10 (10 kHz to 100 MHz); MIL-STD-461/462, Method CS11 (10 kHz to 100 MHz); MIL-STD-461/462, Method CS12; MIL-STD-461/462, Method CS13; RTCA/DO-160, Section 17 and Section 22; AIRBUS ABD0100.1.2, Sections 3.2.2 and 3.4; BOEING D6-16050-4, Sections 7.4 and 7.5; BOEING D6-16050-5, Sections 7.4 and 7.5; BOEING D6-16050-6, Sections 7.4 and 7.5; ISO 7637-2; SAE J1113-11; IEC 60945, Sections 10.5 and 10.6; GR-1089-CORE; IEC/EN 61000-4-4; IEC/EN 61000-4-5 | ISO 17025
6550 | Conductor Pull-Out - telecommunications wire / cables / connectors / equipment | GR-49-CORE | n/a
6551 | Connector Return Loss | ANSI/SCTE 03, ANSI/SCTE 04, ANSI/SCTE 05 | ISO 17025
6552 | Contact Resistance Measurement of Mainline Plug Interface | ANSI/SCTE 152 | ISO 17025
6553 | Core Wrap for telecommunications wire / cables / connectors / equipment | GR-421-CORE; GR-492-CORE; GR-3163-CORE; GR-3164-CORE; TIA 568-B; TIA 568-C | n/a
6554 | Corona Discharge Testing |  | n/a
6555 | Crosstalk of telecommunications wire / cables / connectors / equipment | GR-421-CORE; GR-937-CORE; GR–2916–CORE; GR-3163-CORE; GR-3164-CORE; TIA 568-B; TIA 568-C | n/a
6556 | DC Contact Resistance, Drop Cable to F-Connectors and F81 Barrels | ANSI/SCTE 103 | ISO 17025
6557 | DC Loop Resistance | ANSI/SCTE 44 | ISO 17025
6558 | Dielectric Withstand of Coaxial Cable | ANSI/SCTE 108 | ISO 17025
6559 | Door Restrainers | GR-487-CORE, GR-3121-CORE; GR-3125-CORE | n/a
6560 | Durability of telecommunications wire / cables / connectors / equipment | GR-326-CORE; TIA 568-B; TIA 568-C | n/a
6561 | EFT / Electrical Fast Transients | GR-3108-CORE; GR-1089-CORE | n/a
6562 | Electrostatic Discharge | RTCA/DO-160, Section 25 (ESD); AIRBUS ABD0100.1.2, Section 3.5 (ESD) Susceptibility; BOEING D6-16050-4, Section 7.1 (ESD) Susceptibility; BOEING D6-16050-5, Section 7.1 (ESD); BOEING D6-16050-6, Section 7.1; SAE J1113-13; IEC 60945, Section 10.9; GR-1089-CORE; IEC/EN 61000-4-2 | ISO 17025
6563 | ELFEXT (Equal-Level Far-End Crosstalk) - telecommunications wire / cables / connectors / equipment | TIA 568-B; TIA 568-C | n/a
6564 | Elongation of telecommunications wire / cables / connectors / equipment | GR-421-CORE, GR-3163-CORE; GR-3164-CORE; TIA 568-B; TIA 568-C | n/a
6565 | Environmental Testing Introduction of telecommunications wire / cables / connectors / equipment | ETSI EN 300 019-1-0 | n/a
6566 | Equipment Interface of telecommunications wire / cables / connectors / equipment | GR-1503-CORE | n/a
6567 | Fan Failure of telecommunications wire / cables / connectors / equipment | GR-3108-CORE; GR-63-CORE | n/a
6568 | FEXT (Far End Cross Talk) - telecommunications wire / cables / connectors / equipment | TIA 568-B; TIA 568-C | n/a
6569 | Fiber Plane Connector Disconnect and Reconnect - telecommunications wire / cables / connectors / equipment | GR-13-CORE | n/a
6570 | Flex Testing of telecommunications wire / cables / connectors / equipment | GR-326-CORE | n/a
6571 | Flexibility of telecommunications wire / cables / connectors / equipment | GR-13-CORE; GR-487-CORE; GR-937-CORE; GR-950-CORE; GR-3121-CORE; GR-3125-CORE | n/a
6572 | Freeze / Thaw of telecommunications wire / cables / connectors / equipment | GR-771-CORE; GR-902-CORE; GR-950-CORE | n/a
6573 | Fusing Coordination | GR-937-CORE; GR-3163-CORE; GR-3164-CORE | n/a
6574 | Gasket Aging of telecommunications wire / cables / connectors / equipment | GR-13-CORE | n/a
6575 | Gloss of telecommunications wire / cables / connectors / equipment | GR-13-CORE ; GR-487-CORE; GR-937-CORE; GR-950-CORE; GR-3121-CORE; GR-3125-CORE | n/a
6576 | Gopher Resistance of telecommunications wire / cables / connectors / equipment | GR-3163-CORE; GR-3164-CORE | n/a
6577 | Ground Vehicle Installations | ETSI EN 300 019-1-5 | n/a
6578 | High Intensity Radiated Fields (HIRF) | ADS-37A-PRF | n/a
6579 | High Temperature Deformation of telecommunications wire / cables / connectors / equipment | GR-421-CORE | n/a
6580 | Hot Bend of telecommunications wire / cables / connectors / equipment | GR-421-CORE | n/a
6581 | Hot Start of telecommunications wire / cables / connectors / equipment | GR-3108-CORE | n/a
6582 | Hum Modulation | ANSI/SCTE 16 | ISO 17025
6583 | Illumination of telecommunications wire / cables / connectors / equipment | GR-3121-CORE; GR-63-CORE | n/a
6584 | Immersion of telecommunications wire / cables / connectors / equipment | GR-49-CORE; GR-421-CORE; GR-771-CORE; GR-950-CORE; GR-1503-CORE; GR-2873-CORE; GR-3121-CORE | n/a
6585 | Impact Resistance of telecommunications wire / cables / connectors / equipment | GR-13-CORE; GR-49-CORE; GR-326-CORE; GR-3121-CORE; GR-3125-CORE | n/a
6586 | Insect / Insect intrusion of telecommunications wire / cables / connectors / equipment | GR-950-CORE; GR-487-CORE; GR-3121-CORE; GR-3125-CORE; | n/a
6587 | Insulation Resistance Megohmeter Method | ANSI/SCTE 70 | ISO 17025
6588 | Insulation Tests for telecommunications wire / cables / connectors / equipment | GR-421-CORE; GR-3163-CORE; GR-3164-CORE; TIA 568-B; TIA 568-C | n/a
6589 | Jacket Thickness of telecommunications wire / cables / connectors / equipment | GR-492-CORE; GR-1398-CORE; GR-3163-CORE; GR-3164-CORE; TIA 568-B; TIA 568-C | n/a
6590 | Lifting Details of telecommunications wire / cables / connectors / equipment | GR-3121-CORE; GR-487-CORE; GR-3125-CORE | n/a
6591 | Loading of telecommunications wire / cables / connectors / equipment | GR-902-CORE | n/a
6592 | Longitudinal Balance of telecommunications wire / cables / connectors / equipment | GR-937-CORE; GR–2916–CORE | n/a
6593 | Measuring Relative Shielding Properties of Active and Passive Coaxial Cable Devices Using H-P Magnetic Close Field Probe | ANSI/SCTE 48-2 | ISO 17025
6594 | Measuring Shielding Effectiveness of Braided Coaxial Drop Cable Using the GTEM Cell | ANSI /SCTE 48-3 | ISO 17025
6595 | Measuring Shielding Effectiveness of Passive and Active Devices Using a GTEM | ANSI/SCTE 48-1 | ISO 17025
6596 | Measuring Transmission and Reflection | ANSI/SCTE 144 | ISO 17025
6597 | NEXT (near end cross talk) - telecommunications wire / cables / connectors / equipment | TIA 568-B; TIA 568-C | n/a
6598 | Optical | GR-3125-CORE; GR-3121-CORE; GR-326-CORE, GR-771-CORE, GR-950-CORE | n/a
6599 | Power Cross Ignition - telecommunications wire / cables / connectors / equipment | GR-13-CORE; GR-902-CORE; GR-950-CORE | n/a
6600 | Power Quality Test | RTCA/DO-160, Section 16; MIL-STD-704, Power Quality; MIL-STD-1275; MIL-STD-1399; AIRBUS ABD0100.1.8, Section 2.4; BOEING D6-16050-4, Section 7.5.3; BOEING D6-16050-6, Section 7.5.3; BOEING 787B3-0147; IEC 60945, Sections 10.7 and 10.8; IEC 61000-4-11 GR-1089-CORE: - DC Potential Difference - Corrosion - Bonding and Grounding - DC Power Port | ISO 17025
6601 | Proof Testing of telecommunications wire / cables / connectors / equipment | GR-326-CORE | n/a
6602 | PSELFEXT (Power Sum Equal Level Crosstalk) - telecommunications wire / cables / connectors / equipment | TIA 568-B; TIA 568-C | n/a
6603 | PSNEXT (Power Sum Near End Cross Talk) - telecommunications wire / cables / connectors / equipment | TIA 568-B; TIA 568-C | n/a
6604 | Radiated Emissions, Electric Field | MIL-STD-461, Method RE102 (10 kHz to 18 GHz); MIL-STD-461, Method RE103 (10 kHz to 40 GHz); MIL-STD-461, Method RE02 (14 kHz to 40 GHz); MIL-STD-461, Method RE03; IEC 61000-4-20; RTCA/DO-160, Section 21; AIRBUS ABD0100.1.2, Section 3.4.5; BOEING D6-16050-4, Section 8.4; BOEING D6-16050-5, Section 8.2; BOEING D6-16050-6, Section 8.4; SAE J1113-41 | ISO 17025
6605 | Radiated Emissions, Magnetic Field | MIL-STD-461/462, Method RE101 (30 Hz to 100 kHz); MIL-STD-461/462, Method RE01 (30 Hz to 50 kHz); RTCA/DO-160, Section 15; AIRBUS ABD0100.1.2, Section 3.4.1 | ISO 17025
6606 | Radiated Susceptibility, Audio Frequency | MIL-STD-461, Method RS101 (30 Hz to 100 kHz); MIL-STD-461, Method RS01; RTCA/DO-160, Section 19; AIRBUS ABD0100.1.2, Section 3.4; BOEING D6-16050-4, Section 7.2; BOEING D6-16050-5, Section 7.2; BOEING D6-16050-6, Section 7.2; IEC/EN 61000-4-8; SAE J1113-22 (2010); ISO 11452-8 | ISO 17025
6607 | Radiated Susceptibility, Radio Frequency | MIL-STD-461, Method RS103 (2 MHz to 40 GHz); MIL-STD-461, Method RS03 (14 kHz to 40 GHz); RTCA/DO-160, Section 20; AIRBUS ABD0100.1.2, Section 3.3; BOEING D6-16050-4, Section 7.3; BOEING D6-16050-5, Section 7.3; BOEING D6-16050-6, Section 7.3; SAE J1113-21 (10 kHz to 18 GHz); IEC 60945, Section 10.4; IEC 61000-4-20; GR-1089-CORE; IEC/EN 61000-4-3 | ISO 17025
6608 | Radiated Susceptibility, Transient | MIL-STD-461, Method RS02; MIL-STD-461, Method RS06 (Chattering Relay) | ISO 17025
6609 | Rail Shock | GR-487-CORE; GR-3108-CORE; GR-3125 | n/a
6610 | Resistance to Aging / Accelerated Aging of telecommunications wire / cables / connectors / equipment | GR-492-CORE; GR-771-CORE; GR-902-CORE; GR-950-CORE; GR-3121-CORE; GR-3125-CORE; GR-3163-CORE; GR-3164-CORE | n/a
6611 | Ripcords | GR-492-CORE; GR-3163-CORE; GR-3164-CORE | n/a
6612 | Rodent Resistance of telecommunications wire / cables / connectors / equipment | GR-3125-CORE | n/a
6613 | Scrape Adhesion of telecommunications wire / cables / connectors / equipment | GR-13-CORE; GR-487-CORE; GR-937-CORE; GR-950-CORE; GR-3121-CORE; GR-3125-CORE | n/a
6614 | Second Harmonic Distortion of Passives Using a Single Carrier | ANSI/SCTE 145 | ISO 17025
6615 | Sheath Retention of telecommunications wire / cables / connectors / equipment | GR-771-CORE; GR-950-CORE; GR-3121-CORE; GR-3125-CORE | n/a
6616 | Shrinkback of telecommunications wire / cables / connectors / equipment | GR-421-CORE; GR-1398-CORE | n/a
6617 | Solar Loading of telecommunications wire / cables / connectors / equipment | GR-487-CORE; GR-3108-CORE | n/a
6618 | Spark Test of telecommunications wire / cables / connectors / equipment | GR-492-CORE | n/a
6619 | Standard Test Procedure for Fiber Optic Fibers | TIA 455 | n/a
6620 | Stationary Use at Non-weatherprotected Locations | ETSI EN 300 019-1-4; ETSI EN 300 019-2-4 | n/a
6621 | Stationary Use at Weatherprotected Locations | ETSI EN 300 019-1-3; ETSI EN 300 019-2-3 | n/a
6622 | Storage of telecommunications wire / cables / connectors / equipment | ETSI EN 300 019-1-1 | n/a
6623 | Stress Relaxation - telecommunications wire / cables / connectors / equipment | TIA 568-B; TIA 568-C | n/a
6624 | Surge Withstand Test | ANSI/SCTE 81 | ISO 17025
6625 | Thermal Oxidative Induction of telecommunications wire / cables / connectors / equipment | GR-3163-CORE; GR-3164-CORE | n/a
6626 | Torque of telecommunications wire / cables / connectors / equipment | GR-49-CORE | n/a
6627 | Torsion of telecommunications wire / cables / connectors / equipment | GR-421-CORE | n/a
6628 | Transfer Impedance | ANSI/SCTE 78 | ISO 17025
6629 | Transportation of telecommunications wire / cables / connectors / equipment | ETSI EN 300 019-1-2; ETSI EN 300 019-2-2 | n/a
6630 | Twist Length of telecommunications wire / cables / connectors / equipment | GR-421-CORE; GR-3163-CORE; GR-3164-CORE; TIA 568-B; TIA 568-C | n/a
6631 | Twist testing of telecommunications wire / cables / connectors / equipment | GR-326-CORE | n/a
6632 | Velocity of Propagation | ANSI/SCTE 49 | ISO 17025
6633 | Vertical Drop of telecommunications wire / cables / connectors / equipment | GR-3125-CORE | n/a
6634 | Voltage Spikes | RTCA DO-160 | ISO 17025
6635 | Voltage Withstand of Outer Jacket | ANSI/SCTE 63 | ISO 17025
6636 | Accelerated Aging of Sterile Medical Device Packages | ASTM F1980 | n/a
6637 | Acceleration Testing | MIL-STD-810, Method 513, Procedures I and II; RTCA/DO-160, Section 7; IEC 60068-2-7 | ISO 17025
6638 | Acoustic Noise Testing (measuring acoustics from a test unit – telecom cabinet. NOT bombarding the test unit with high level sound to cause vibrations) | GR-63-CORE; GR-487-CORE; GR-3108-CORE | ISO 17025
6639 | Airborne Noise | MIL-STD-740 | n/a
6640 | Altitude / Pressure / Decompression | GR-63-CORE; MIL-STD-810, Method 500, Procedures I, II, III, IV; RTCA/DO-160, Section 4; SAE J1455; IEC 60068-2-13; IEC 60068-2-40; IEC 60068-2-41; UL 50 (2007); UL 50E (2007); ASTM D6653; GR-3108-CORE | ISO 17025
6641 | Earthquake / Seismic Testing - IMPORTANT: See Limitations | GR-63-CORE; ICC-ES AC 156, GR-3121-CORE (with Optical Measurements); GR-3123-CORE (with Optical Measurements); GR-3125-CORE (with Optical Measurements); GR-13-CORE; GR-487-CORE; GR-950-CORE (with Optical Measurements); GR-3108-CORE; GR-3178-CORE | ISO 17025
6642 | Electromagnetic Environmental Effects Testing | MIL-STD-464 | n/a
6643 | Explosion (Explosive Atmosphere) | MIL-STD-810, Method 511; RTCA/DO-160, Section 9; ISO 8846 | ISO 17025
6644 | Explosive Atmosphere test for motors and pumps located in the Bilge section of Boats | ISO 8846; ABYC C-1500 (ANS) 2019 | ABYC
6645 | Fire Propagation / Fire Resistance / Flammability | DOT/FAA AC 20-135; ISO 2685; RTCA/DO-160, Section 26; SAE AS4273; SAE AS1055; UL 94; GR-13-CORE; GR-63-CORE; GR-487-CORE; ANSI T1-319, GR-3120-CORE; GR-3125-CORE (with Optical Measurements); GR-937-CORE; GR-3178-CORE; GR-326-CORE | ISO 17025
6646 | Flame Arrestor Testing |  | n/a
6647 | Flammability/Fire Resistance | FAR 25.853 | n/a
6648 | Fluid Susceptibility / Immersion and Splash / Contamination by Fluids | MIL-STD-810, Method 504; RTCA/DO-160, Section 11; SAE J1455; IEC 60945, Sections 8.8, 8.9, and 8.11; IEC 60068-2-18; GR-487-CORE; GR-771-CORE; GR-902-CORE; GR-937-CORE; GR-950-CORE; GR-3120-CORE; GR-3121-CORE; GR-3123-CORE; GR-3125-CORE | ISO 17025
6649 | Highly Accelerated Life Testing (HALT) / Highly Accelerated Stress Screening (HASS) | HALT and HASS (Section 3), Gregg K. Hobbs, Ph.D., PE; Hobbs Engineering; 1992. Accelerated Reliability Engineering: HALT and HASS (pp. 31-75); HALT, HASS & HASA Explained: Accelerated Reliability Techniques (pp. 2-25) Harry W. McLean, ASQ Quarterly Press, 2000 | ISO 17025
6650 | Humidity Testing / Conditioning / Resistance | GR-487-CORE; GR-63-CORE; MIL-STD-810, Method 507; RTCA/DO-160, Section 6; SAE J1455; IEC 60945, Section 8.3; IEC 60068-2-30; IEC 60068-2-38; IEC 60068-2-56; IEC 60068-2-61; IEC 60068-2-78; IEC 60068-3-4; ASTM D4332; GR-3120-CORE (with Optical Measurements); GR-3121-CORE (with Optical Measurements); GR-3123-CORE (with Optical Measurements); GR-3125-CORE (with Optical Measurements); GR-13-CORE (with Optical Measurements); GR-771-CORE (with Optical Measurements); GR-937-CORE (with Optical Measurements); GR-950-CORE (with Optical Measurements); GR-3108-CORE; GR-3178-CORE; GR-326-CORE | ISO 17025
6651 | Hydraulic/Pneumatic Simulation | n/a | n/a
6652 | Icing / Freezing Rain Testing | MIL-STD-810, Method 521; NEMA 250 (2014); RTCA/DO-160, Section 24; UL 50 (2007); UL 50E (2007) GR-771-CORE (with Optical Measurements); GR-950-CORE (with Optical Measurements); GR-3120-CORE (with Optical Measurements); GR-3125-CORE (with Optical Measurements) | ISO 17025
6653 | Ingress Protection - IP Testing (Hosedown / Water Resistance / Waterproofness / Enclosure Protection) - Including IPX 9K nozzles | IEC 60529, IPX3, IPX 9k, Section 14.2.3; IEC 60529, IPX4, Section 14.2.4; IEC 60529, IPX5, Section 14.2.5; IEC 60529, IPX6, Section 14.2.6; IEC 60529, IPX7, Section 14.2.7; IEC 60529, IPX8, Section 14.2.8; NEMA 250 (2014); RTCA/DO-160, Section 10; UL 50 (2007); UL 50E (2007); MIL-STD-810, Method 512 (Immersion); GR-3125-CORE; GR-771-CORE (with Optical Measurements); GR-937-CORE; GR-950-CORE; GR-3178-CORE; ISO 20653 | ISO 17025
6654 | Ingress Protection - IP Testing (Sand and Dust Testing) | GR-487-CORE; IEC 60529, IP5X, Sections 13.4 and 13.5; IEC 60529, IP6X, Sections 13.4 and 13.6; RTCA/DO-160, Section 12; MIL-STD-810, Method 510; MIL-STD-202, Method 110; IEC 60068-2-68; GR-326-CORE (with Optical Measurements); GR-937-CORE (with Optical easurements); GR-950-CORE (with Optical Measurements); GR-3120-CORE (with Optical Measurements); GR-3123-CORE (with Optical Measurements); GR-3125-CORE; ISO 20653 | ISO 17025
6655 | Interface Moisture Migration (aka Red Dye Ink Test) | ANSI/SCTE 60 2010 | ISO 17025
6656 | Mold Resistance / Fungi Resistance / Mildew Resistance / Fungus Testing | ASTM C1338; ASTM D3273; ASTM G21; GR-13-CORE; GR-487-CORE; MIL-STD-810, Method 508; RTCA/DO-160, Section 13; SAE J1455; GR-771-CORE; GR-950-CORE; MIL-PRF-28800 F; ASTM D2020; GR-771-CORE; | ISO 17025
6657 | Ozone Testing | ASTM D518, ASTM D1149, ASTM D1170, GR-487-CORE, MIL-PRF-64266 | n/a
6658 | Rain / Blowing Rain / Wind Driven Rain | GR-487-CORE; MIL-STD-810, Method 506; NEMA 250 (2014); UL 497, Para. 34; UL 50 (2007); UL 50E (2007); IEC 60945, Section 8.8; GR-3125-CORE (with Optical Measurements); GR-771-CORE (with Optical Measurements); GR-950-CORE (with Optical Measurements); GR-3178-CORE; GR-326-CORE | ISO 17025
6659 | Solar Radiation (Atlas Xenon Arc) | MIL-STD-810 Method 505 | n/a
6660 | Steam Cleaning / Pressure Washing | SAE J1455 | ISO 17025
6661 | Temperature Exposure / High or Low / Thermal Shock | GR-487-CORE; GR-63-CORE; MIL-STD-810, Methods 501 and 502; NEMA 250 (2014); RTCA/DO-160, Section 4; SAE J1455; IEC 60945, Sections 8.2 and 8.4; IEC 60068-2-1; IEC 60068-2-2; IEC 60068-2-14; IEC 60068-2-53; IEC 60068-2-61; GR-3120-CORE (with Optical Measurements); GR-3121-CORE (with Optical Measurements); GR-3123-CORE (with Optical Measurements); GR-3125-CORE (with Optical Measurements); GR-13-CORE (with Optical Measurements); GR-771-CORE (with Optical Measurements); GR-937-CORE (with Optical Measurements); GR-950-CORE (with Optical Measurements); GR-3108-CORE; GR-3178-CORE; GR-326-CORE | ISO 17025
6662 | Temperature Shock | SAE J1455; MIL-STD-810, Method 503; IEC 60945; ASTM D4332; GR-13-CORE; GR-950-CORE | ISO 17025
6663 | Ultraviolet Resistance (UV) | ASTM D4459; ASTM G53-1996; ASTM G151; ASTM G154; ASTM G155; GR-487-CORE; IEC 60945, Section 8.10; IEC 60068-2-5; SAE J2527; UL 746C; UL 1581 | ISO 17025
6664 | Axial Load Temperature Cycling | ANSI/SCTE 72 | ISO 17025
6665 | Axial Pullout | ANSI/SCTE 99 2009, ANSI/SCTE 191 | ISO 17025
6666 | Cable Retention Force Testing | ANSI/SCTE 102 | ISO 17025
6667 | Cantilever Force | ANSI/SCTE 185 | ISO 17025
6668 | Cold Bend Testing | ANSI/SCTE 09 2010 | ISO 17025
6669 | Compressive Resistance (Compression) | ASTM D642, GR-3125-CORE; GR-3121-CORE; GR-3120-CORE (with Optical Measurements); GR-487-CORE; GR-771-CORE; GR-950-CORE; GR-3178-CORE | ISO 17025
6670 | Custom Puncture Testing | n/a | n/a
6671 | Firearms Resistance Testing | GR-487-CORE; GR-3125-CORE; GR-13-CORE; GR-771-CORE; GR-937-CORE; GR-950-CORE; GR-3108-CORE; GR-3178-CORE | ISO 17025
6672 | Flexure Method for Drop Cable | ANSI/SCTE 166 | ISO 17025
6673 | Hydraulic Testing - Skydrol and other fluids | n/a | ISO 17025
6674 | Hydrostatic Pressure / Leak Testing | n/a | ISO 17025
6675 | Impact Testing - Flexible Coaxial Cable | ANSI/SCTE 10 2008; GR-3120-CORE; GR-3121-CORE; GR-3123-CORE; GR-3125-CORE; GR-937-CORE; GR-3178-CORE; GR-326-CORE | ISO 17025
6676 | Impact Testing (Organic Costings / Paint) | ASTM D2794; GR-487-CORE | ISO 17025
6677 | Insertion Force of Connector to Drop Cable Interface | ANSI/SCTE 73 2007 | ISO 17025
6678 | Jacket Web Separation | ANSI/SCTE 61 2007 | ISO 17025
6679 | Performance Testing of Shipping Containers and Systems (Package Testing) | ASTM D4169, GR-3120-CORE (with Optical Measurements); GR-3121-CORE (with Optical Measurements); GR-3123-CORE (with Optical Measurements); GR-3125-CORE (with Optical Measurements); GR-13-CORE; GR-487-CORE; GR-771-CORE (with Optical Measurements); GR-950-CORE (with Optical Measurements); GR-3108-CORE; GR-3178-CORE; GR-326-CORE | ISO 17025
6680 | Shock / Drop Testing (Free Fall) | GR-487-CORE; GR-63-CORE; MIL-STD-810, Method 516; RTCA/DO-160, Section 7; SAE J1455; IEC 60945, Section 8.6; IEC 60068-2-27; IEC 60068-2-31; ASTM D5276; GR-3123-CORE | ISO 17025
6681 | Static Minimum Bending Radius | ANSI/SCTE 39 | ISO 17025
6682 | Tensile Strength Testing - Plastics (ONLY PERFORMED AS PART OF A LARGER PROJECT) | ASTM D638; GR-326-CORE (with Optical Measurements); GR-3120-CORE | ISO 17025
6683 | Vibration Testing (No triaxial Shaker) | GR-487-CORE; GR-63-CORE; MIL-STD-810, Method 514; RTCA/DO-160, Section 8; SAE J1455; IEC 60945, Section 8.7; IEC 60068-2-6; IEC 60068-2-50; IEC 60068-2-51; IEC 60068-2-53; IEC 60068-2-64; IEC 60079-29-1, Section 5.4.13; IEC 60079-29-4, Section 5.4.8; ASTM D4728; ASTM D999; GR-326-CORE; GR-3120-CORE (with Optical Measurements); GR-3121-CORE (with Optical Measurements); GR-3123-CORE (with Optical Measurements); GR-3125-CORE | ISO 17025
6684 | Withstand Tightening Torque | ANSI/SCTE 98 2009, ANSI/SCTE 149 2008 | ISO 17025
6685 | Braid Coverage | ANSI/SCTE 51 2007 | ISO 17025
6686 | Cored Depth Verification | ANSI/SCTE 34 | ISO 17025
6687 | Diameter of Drop Cable | ANSI/SCTE 33 2010, ANSI/SCTE 74 | ISO 17025
6688 | Longitudinal Shrinkage | ANSI/SCTE 88 | ISO 17025
6689 | Measuring Diameter Over Core | ANSI/SCTE 31 2007 | ISO 17025
6690 | Electromagnetic compatibility of multimedia equipment - Immunity requirements | CISPR 35 (2016) | ISO 17025
6691 | (ERM); ElectroMagnetic Compatibility (EMC) standard for radio equipment and services; Part 34: Specific conditions for External Power Supply (EPS) for mobile phones; Harmonised Standard covering the essential requirements of article 6 of Directive 2014/30/EU | ETSI EN 301 489-34 V2.1.1 (2019-04) | ISO 17025
6692 | [ETSI EN 301 489-29 V2.1.1 (2016-12)] ElectroMagnetic Compatibility (EMC) standard for radio equipment and services; Part 29: Specific conditions for Medical Data Service Devices (MEDS) operating in the 401 MHz to 402 MHz and 405 MHz to 406 MHz bands; Harmonised Standard covering the essential requirements of article 3.1(b) of Directive 2014/53/EU | ETSI EN 301 489-29 V2.2.1 (2019-04) | ISO 17025
6693 | 4G LTE Testing and Certification - FCC and ISED Equipment |  | n/a
6694 | Active implantable medical devices — Electromagnetic compatibility — EMC test protocols for implantable cardiac pacemakers, implantable cardioverter defibrillators and cardiac resynchronization devices | ISO 14117 (2019) | ISO 17025
6695 | CBTL IECEE CB Scheme |  | n/a
6696 | Coast and Ship Station Equipment Operating in the Maritime Service in the Frequency Range 1605-28000 kHz | RSS-181, Issue 2 (August 2019) +A1 (2020) | ISO 17025
6697 | Electromagnetic compatibility (EMC) - American National Standard for Testing Unlicensed Wireless Devices | ANSI C63.10-2009 | ISO 17025
6698 | Electromagnetic compatibility (EMC) - Cellular Telephone Systems Operating in the Bands 824-849 MHz and 869-894 MHz | RSS-132, Issue 3 (January 2013); RSS-132, Issue 3 (January 2013) | ISO 17025
6699 | Electromagnetic compatibility (EMC) - Generic standards - Immunity for industrial environments | IEC 61000-6-2, Edition 2.0 (2005-01); EN 61000-6-2 (2005) | ISO 17025
6700 | Electromagnetic compatibility (EMC) - IMT cellular networks;Harmonized EN covering the essential requirements of article 3.2 of the R&TTE Directive;Part 2: CDMA Direct Spread (UTRA FDD) User Equipment (UE) | ETSI EN 301 908-2 V6.2.1 (2013-04) | ISO 17025
6701 | Electromagnetic compatibility (EMC) - Information technology equipment - Immunity characteristics - Limits and methods of measurements | SI 961 part 6.2 | ISO 17025
6702 | Electromagnetic compatibility (EMC) - Information Technology Equipment (ITE) - Limits and methods of measurement | ICES-003 Issue 5 (2012) | ISO 17025
6703 | Electromagnetic compatibility (EMC) - Mobile Data Radio Terminal Equipment Technical Specifications | PLMN05 (2007) | ISO 17025
6704 | Electromagnetic compatibility (EMC) - - Part 2-3: Particular requirements - Test configuration, operational conditions and performance criteria for transducers with integrated or remote signal conditioning | EN 61326-2-3 (2006-08) | ISO 17025
6705 | Electromagnetic compatibility (EMC) - Part 3-12: Limits - Limits for harmonic currents produced by equipment connected to public low-voltage systems with input current >16 A and = 75 A per phase | IEC 61000-3-12 Ed. 2.0 (2011) | ISO 17025
6706 | Electromagnetic compatibility (EMC) - Part 4-29: Testing and measurement techniques - Voltage dips, short interruptions and voltage variations on d.c. input power port immunity tests | IEC 61000-4-29 (2000) | ISO 17025
6707 | Electromagnetic compatibility (EMC) - Part 4-3: Testing measurement techniques -Radiated, radio-frequency, electromagnetic field immunity test | IEC 61000-4-3, Ed. 3.0 (2006-02) + A1 (2007) + A2 (2010); EN 61000-4-3 (2006) +A1 (2008) + A2 (2010); IEC 61000-4-3, Ed. 3.1 (2008-04); IEC 61000-4-3, Ed. 3.1 (2008-04); IEC 61000-4-3 Ed. 3.2 (2010) | ISO 17025
6708 | Electromagnetic compatibility (EMC) - Radio spectrum Matters (ERM); standard for radio equipment and services; Part 8: Specific conditions for GSM base stations | ETSI EN 301 489-8 v1.2.1 (2002-08) | ISO 17025
6709 | Electromagnetic compatibility (EMC) - Radio spectrum Matters (ERM); ElectroMagnetic Compatibility (EMC) standard for radio equipment and services; Part 31: Specific conditions for equipment in the 9kHz to 315kHz band for Ultra Low Pwer Active | ETSI EN 301 489-31 V1.1.1 (2005) | ISO 17025
6710 | Electromagnetic compatibility (EMC) - Radio spectrum Matters (ERM); EMC standard for radio equipment and services; Part 17: Specific conditions for Broadband Data Transmission Systems | ETSI EN 301 489-17 V2.1.1:2009; ETSI EN 301 489-17 V2.2.1 (2012-09) | ISO 17025
6711 | Electromagnetic compatibility (EMC) - Radio spectrum Matters (ERM); standard for radio equipment and services; Part 50 | ETSI EN 301 489-50 V1.2.1 (2013-03) | ISO 17025
6712 | Electromagnetic compatibility (EMC) - Standard for radio equipment and services; Part 29: Specific conditions for Medical Data Service Devices (MEDS) operating in the 401 MHz to 402 MHz and 405 MHz to 406 MHz bands | EN 301 489-29 V1.1.1 | ISO 17025
6713 | Electromagnetic compatibility (EMC) - (ERM); Base Stations (BS), Repeaters and User Equipment (UE) for IMT-2000 ThirdGeneration cellular networks; Part 11: Harmonized EN for IMT-2000, CDMA Direct Spread (UTRA FDD) (Repeaters) covering the essential | ETSI EN 301 908-11 V5.2.1 (2011-07) | ISO 17025
6714 | Electromagnetic compatibility (EMC) - (ERM); Radio equipment in the frequency range 9 kHz to 315 kHz for Ultra Low Power Active Medical Implants (ULP-AMI) and accessories; Part 2: Harmonized EN covering essential requirements of article 3.2 of the R&TTE Directive | ETSI EN 302 195-2 V1.1.1 (2004-03) | ISO 17025
6715 | Electromagnetic compatibility (EMC) - (ERM); Short Range Devices (SRD); Radio equipment to be used in the 25 MHz to 1 000 MHz frequency range with power levels ranging up to 500 mW; Part 2: Harmonized EN covering essential requirements under article 3.2 of the R&TTE Directive | ETSI EN 300 220-2 V2.4.1 (2012-05); EN 300 422-1 V2.1.1 | ISO 17025
6716 | Electromagnetic compatibility (EMC) - 1.6/2.4 GHz Satellite Personal Communications Networks (S-PCN) Mobile Earth Stations (MESs) Technical Requirements and Type Approval Guidelines | IS 2019-0 (September 9, 1998); IS 2019-0 (May 9, 2012) | ISO 17025
6717 | Electromagnetic compatibility (EMC) - 2 GHz Licence-Exempt Personal Communications Services (LE-PCS) Devices | RSS-213, Issue 3 (March 2015) | ISO 17025
6718 | Electromagnetic compatibility (EMC) - 2 GHz Personal Communications Services | RSS-133, Issue 6 (Janauary 2013); RSS-133, Issue 6 (January 2013 | ISO 17025
6719 | Electromagnetic compatibility (EMC) - 2.4GHz Radio-frequency Telecommunications Terminal Equipment Technical Specification | RTTE01 (2007) | ISO 17025
6720 | Electromagnetic compatibility (EMC) - AC Wire Carrier Current Devices (Unintentional Radiators) | ICES-006 Issue 2 (2009) | ISO 17025
6721 | Electromagnetic compatibility (EMC) - Active implantable medical devices - Protocols for Implatable cardiac pacemakers and implantable cardioverter devibrillators | ANSI/AAMI PC69:2007; (Sections 4.8 and 4.9 only) | ISO 17025
6722 | Electromagnetic compatibility (EMC) - Active implantable medical devices. General requirements for safety, marking and information to be provided by the manufacturer - Clause 24 ESD. | EN 45502-1 (1998), Clause 24 ESD | ISO 17025
6723 | Electromagnetic compatibility (EMC) - Active implantable medical devices. Particular requirements for active implantable medical devices intended to treat tachyarrhythmia (includes implantable defibrillators) - Clause 24 (ESD) and 27 (Immunity) | EN 45502-2-2 (2008), Clause 24 and Clause 27 | ISO 17025
6724 | Electromagnetic compatibility (EMC) - Advanced Wireless Services Equipment Operating in the Bands 1710-1755 MHz and 2110-2155 MHz | RSS-139, Isssue 2 (February 2009); RSS-139, Issue 3 (July 2015) | ISO 17025
6725 | Electromagnetic compatibility (EMC) - Agreement of VCCI Council - Technical Requirements: V-3/2012.04 (including radiated disturbance above 1 GHz) | Agreement of VCCI V-3 (2012.04); Agreement of VCCI V-3 (2013.04); Agreement of VCCI V-3 (2014.04); Agreement of VCCI V-3 (2015.04) | ISO 17025
6726 | Electromagnetic compatibility (EMC) - Alarm systems. Electromagnetic compatibility. Product family standard. Immunity requirements for components of fire, intruder, hold up, CCTV, access control and social alarm systems | EN 50130-4 (2011) | ISO 17025
6727 | Electromagnetic compatibility (EMC) - American National Standard of Procedures for Compliance Testing of Unlicensed Wireless Devices | ANSI C63.10-2013 | ISO 17025
6728 | Electromagnetic compatibility (EMC) - Automatic electrical controls for household and similar use - Part 1: General requirements | EN 60730-1:2011 | ISO 17025
6729 | Electromagnetic compatibility (EMC) - Base Stations, Repeaters and User Equipment for IMT-2000 Third-Generation cellular networks; Part 1: Harmonized EN for IMT-2000, introduction and common requirements, covering essential requirements of article 3.2 of the R&TTE Directive | EN 301 908-1 V6.2.1 (2013-04) | ISO 17025
6730 | Electromagnetic compatibility (EMC) - Base Stations, Repeaters and User Equipment for IMT-2000 Third-Generation cellular networks; Part 1: Harmonized EN for IMT-2000, introduction and common requirements, covering essential requirements of article 3.2 of the R&TTE Directive | ETSI EN 301 908-1 V4.2.1 (2010-03) | ISO 17025
6731 | Electromagnetic compatibility (EMC) - Base Stations, Repeaters and User Equipment for IMT-2000 Third-Generation cellular networks; Part 2: Harmonized EN for IMT-2000, CDMA Direct Spread (UTRA FDD) (UE) covering essential requirements of article 3.2 of the R&TTE Directive | ETSI EN 301 908-2, v4.2.1 (2010-03); ETSI EN 301 908-2 V5.2.1 (2011-07) | ISO 17025
6732 | Electromagnetic compatibility (EMC) - Broadband Radio Access Networks (BRAN); 5 GHz high performance RLAN; Harmonized EN covering essential requirements of article 3.2 of the R&TTE Directive | ETSI EN 301 893 V1.4.1 (2007-12); ETSI EN 301 893 V1.6.1 (2011-11); ETSI EN 301 893 V1.7.1 (2012-06); ETSI EN 301 893, V1.8.1 (2015-03) | ISO 17025
6733 | Electromagnetic compatibility (EMC) - COMPLIANCE MEASUREMENT PROCEDURES FOR UNLICENSED-NATIONAL INFORMATION INFRASTRUCTURE DEVICES OPERATING IN THE 5250-5350 MHz AND 5470-5725 MHz BANDS INCORPORATING DYNAMIC FREQUENCY SELECTION | FCC KDB 905462 (May 15, 2015); FCC KDB 905462 (April 8, 2016) | ISO 17025
6734 | Electromagnetic compatibility (EMC) - Conducted Emissions, Voltage Flicker | IEC/EN 61000-3-3 (1995) + A1 (2001) + A2 (2005) | ISO 17025
6735 | Electromagnetic compatibility (EMC) - Conformity Assessment Procedure for Electromagnetic Susceptibility (K only) | KN 60601-1-2 (Annex 2), RRA 2012-22, K only (Jun. 28, 2012); KN 60601-1-2 (Annex 2), RRA 2013-25, K only (Jun. 17, 2013) | ISO 17025
6736 | Electromagnetic compatibility (EMC) - Conformity Assessment Procedure for Electromagnetic Susceptibility; with KN 14-2 (Annex 4); K only | KN 14-2 (Annex 4) RRA Announce 2013-25(June 17, 2013) | ISO 17025
6737 | Electromagnetic compatibility (EMC) - Conformity Assessment Procedure of Radio Equipment | RRA Announce 2011-32, K only (Dec 27, 2011); RRA Announce 2014-90 (Dec. 23, 2014); RRA Announce 2015-81 (Sep. 30, 2015); Korea only; RRA Announce 2015-81 (Sep. 30, 2015); Korea only; RRA Announce 2013-33, (Jul 26, 2013); Korean only | ISO 17025
6738 | Electromagnetic compatibility (EMC) - Devices using Ultra-Wideband (UWB) Technology | RSS-220, Issue 1 (March 2009) | ISO 17025
6739 | Electromagnetic compatibility (EMC) - Digital Transmission Systems (DTSs), Frequency Hopping Systems (FHSs) and LicenceExempt Local Area Network (LE-LAN) Devices | RSS-247, Issue 1 (May 2015) | ISO 17025
6740 | Electromagnetic compatibility (EMC) - Electrical equipment for measurement, control and laboratory use | EN 61326-1(2006); EN 61326-1:2013: Part 1 | ISO 17025
6741 | Electromagnetic compatibility (EMC) - Electrical equipment for measurement, control and laboratory use - Part 1: General requirements | IEC 61326-1 Ed. 2.0 (2012) | ISO 17025
6742 | Electromagnetic compatibility (EMC) - Electrical equipment for measurement, control and laboratory use Part 2-6: Particular requirements - In vitro diagnostic (IVD) medical equipment | IEC 61326-2-6 Ed. 2.0 (2012) | ISO 17025
6743 | Electromagnetic compatibility (EMC) - Electrical equipment for measurement, control and laboratory use. Particular requirements. Test configuration, operational conditions and performance criteria for transducers with integrated or remote signal conditioning | EN 61326-2-3:2013 | ISO 17025
6744 | Electromagnetic compatibility (EMC) - Electrical equipment for measurement, control and laboratory use. Particular requirements. In vitro diagnostic (IVD) medical equipment | EN 61326-2-6 (2013); EN 61326-2-6 (2006) and IEC 61326-2-6 (2005) | ISO 17025
6745 | Electromagnetic compatibility (EMC) - Electromagnetic compatibility and Radio spectrum Matters (ERM): Short range devices; Radio equipment to be used in the 1 GHz to 40 GHz frequency range; Part 1: Technical characteristics and test methods | ETSI EN 300 440-1 v1.5.1 (2009-03); ETSI EN 300 440-1 V1.6.1 (2010-08) | ISO 17025
6746 | Electromagnetic compatibility (EMC) - Electromagnetic compatibility and Radio spectrum Matters (ERM); Short range devices; Radio equipment to be used in the 1 GHz to 40 GHz frequency range; Part 2: Harmonized EN under article 3.2 of the R&TTE Directive | ETSI EN 300 440-2 v1.4.1 (2010-08) | ISO 17025
6747 | Electromagnetic compatibility (EMC) - Electromagnetic compatibility of multimedia equipment - Immunity Requirements | KN 35:2015 (Annex 15) | ISO 17025
6748 | Electromagnetic compatibility (EMC) - Electromagnetic compatibility of multimedia equipment. Emission requirements | EN 55032 (2012-05) | ISO 17025
6749 | Electromagnetic compatibility (EMC) - Electromagnetic compatibility of multimedia equipment. Emission requirements | EN 55032 (2015) + AC (2016) | ISO 17025
6750 | Electromagnetic compatibility (EMC) - Electromagnetic Disturbance Characteristics of Industrial, Scientific, and Medical (ISM) Radio-Frequency Equipment | HKCA 1007, Issue 5 (March 2012) | ISO 17025
6751 | Electromagnetic compatibility (EMC) - Electromagnetic Disturbance Characteristics of Industrial, Scientific, and Medical (ISM) Radio-Frequency Equipment | HKTA 1007, Issue 5 (March 2012) | ISO 17025
6752 | Electromagnetic compatibility (EMC) - EMC and Electrical Safety - Criteria for Network Telecom Equipment (sections 2 and 3) | GR-1089-CORE, Issue 5 (August 2009) | ISO 17025
6753 | Electromagnetic compatibility (EMC) - Emergency Alert System (EAS) | ANSI C63.4 (2009) with FCC Method - 47 Part 11 | ISO 17025
6754 | Electromagnetic compatibility (EMC) - Emergency Position Indicating Radio Beacons (EPIRB), Emergency Locator Transmitters (ELT), Personal Locator Beacons (PLB), and Maritime Survivor Locator Devices (MSLD) | RSS-287, Issue 2 (March 6, 2014) | ISO 17025
6755 | Electromagnetic compatibility (EMC) - Equipment to be subject of Test Procedure for Electromagnetic Field Strength and Specific Absorption Rate | MSIP Public Notification 2013-119 (Aug 29, 2013); K only; MSIP Public Notification 2015-17 (Mar. 25 2015); K only | ISO 17025
6756 | Electromagnetic compatibility (EMC) - ERM; Base Stations (BS), Repeaters and User Equipment (UE) for IMT-2000 ThirdGeneration cellular networks; Part 13: Harmonized EN for IMT-2000, Evolved Universal Terrestrial Radio Access (E-UTRA) (UE) covering the essential requirements | ETSI EN 301 908-13 V4.2.1 (2010-03) | ISO 17025
6757 | Electromagnetic compatibility (EMC) - ERM; Cordless Audio Devices in the Range 25 MHz to 2,000 MHz. Part 2: Harmonized EN covering essential requirements of 3.2 of the R&TTE Directive | ETSI EN 301 357-2 v1.4.1 (2007-12) | ISO 17025
6758 | Electromagnetic compatibility (EMC) - ERM; Cordless Audio Devices in the Range 25 MHz to 2,000 MHz; Part 1: Technical Characteristics and Test Methods | ETSI EN 301 357-1 V1.4.1 (2008-11) | ISO 17025
6759 | Electromagnetic compatibility (EMC) - ERM; EMC standard for radio equipment and services; Part 27: Specific conditions for Ultra Low Power Active Medical Implants (ULP-AMI) and related peripheal devices (ULP-AMI-P) | ETSI EN 301 489-27 V1.1.1 (2004-06) | ISO 17025
6760 | Electromagnetic compatibility (EMC) - ERM; EMC standard for radio equipment and services; Part 9: Specific conditions for wireless microphones, similar Radio Frequency (RF) audio link equipment, cordless audio and in-ear monitoring devices | ETSI EN 301 489-9 v1.4.1 (2007-11) | ISO 17025
6761 | Electromagnetic compatibility (EMC) - ERM; Land Mobile Service: Radio equipment for analogue and/or digital communication and operating on narrow band channels and having an antenna connector; Part 1: Technical characteristics and methods of measurement | ETSI EN 301 166-1 V1.3.2 (2009-11) | ISO 17025
6762 | Electromagnetic compatibility (EMC) - ERM; Land Mobile Service; Radio equipment of the analogue and/or digital communication and operating on narrow band channels and having an antenna connector; Part 2: Harmonized EN covering essential requirements under article 3.2 of the R&T | ETSI EN 301 166-2 V1.2.3 | ISO 17025
6763 | Electromagnetic compatibility (EMC) - ERM; Radio equipment in the frequency range 402 MHz to 405 MHz for Ultra Low Power Active Medical Implants and Accessories; Part 1: Technical characteristics, including electromagnetic compatibility requirements, and test methods | ETSI EN 301 839-1, v1.2.1 (2007-07) | ISO 17025
6764 | Electromagnetic compatibility (EMC) - ERM; Radio equipment in the frequency range 402 MHz to 405 MHz for Ultra Low Power Active Medical Implants and Accessories; Part 2: Harmonized EN covering essential requirements of article 3.2 of the R&TTE Directive | ETSI EN 301 839-2, v1.2.1 (2007-07); ETSI EN 301 839-1 V1.3.1 (2009-10); ETSI EN 301 839-2 v1.3.1 | ISO 17025
6765 | Electromagnetic compatibility (EMC) - ERM; Radio equipment in the frequency range 9kHz to 315kHz for Ultra Low Power Active Medical Implants (ULP-AMI) and accessories; Part 1: Technical characteristics and test methods | EN 302 195-1 V1.1.1 (2004-03) | ISO 17025
6766 | Electromagnetic compatibility (EMC) - ERM; RF Identification Equipment operating in the band 865 MHz 868 MHz with power levels up to 2 W; Part 1: Technical requirements and methods of measurement | ETSI EN 302 208-1 V1.2.1 (2008-04); ETSI EN 302 208-1 V1.3.1 (2010-02); ETSI EN 302 208-1 V1.4.1 (2011-11); ETSI EN 302 208-1 V2.1.1 (2015-02) | ISO 17025
6767 | Electromagnetic compatibility (EMC) - ERM; RF Identification Equipment operating in the band 865 MHz 868 MHz with power levels up to 2 W; Part 2: Harmonized EN under Article 3.2 of the R&TTE Directive | ETSI EN 302 208-2 v1.3.1 (2010-02); ETSI EN 302 208-2 V1.4.1 (2011-11) | ISO 17025
6768 | Electromagnetic compatibility (EMC) - ERM; Short Range Devices (SRD), Radio equipment to be used in the 25 MHz to 1 000 MHz frequency range with power levels ranging up to 500 mW, Part 2: Harmonized EN covering essential requirements under article 3.2 of the R&TTE Directive | ETSI EN 300 220-2 V2.3.1 (2010-02); ETSI EN 300 220-1 V2.3.1 (2010-02); ETSI EN 300 220-1 V2.4.1 (2012-05); EN 300 422-1 V2.1.1 | ISO 17025
6769 | Electromagnetic compatibility (EMC) - ERM; Short Range Devices (SRD); Radio Equipment in the Frequency Range 9kHz to 30 MHz; Part 2: Harmonized EN Under Article 3.2 of the R&TTE Directive | ETSI EN 300 330-2 V1.3.1 (2006-04); ETSI EN 300 330-2 V1.5.1 (2010-02); ETSI EN 300 330-2 V1.6.1 (2015-03) | ISO 17025
6770 | Electromagnetic compatibility (EMC) - ERM; Short Range Devices (SRD); Ultra Low Power Medical Data Service Systems operating in the frequency range 401 MHz to 402 MHz and 405 MHz to 406 MHz; Part 1: Technical characteristics and test methods | ETSI EN 302 537-1 V1.1.2; ETSI EN 302 537-2 V1.1.2 | ISO 17025
6771 | Electromagnetic compatibility (EMC) - ERM; Short Range Devices; Close Range Inductive Data Communication equipment operating at 13,56 MHz - Part 2: Harmonized EN covering essential requirements of Article 3(2) of the R&TTE Directive | EN 302 291-2, v1.1.1 | ISO 17025
6772 | Electromagnetic compatibility (EMC) - ERM; Short Range Devices; Radio Equipment in the Frequency Range 9kHz to 25 MHz and Inductive Loop Systems in the Frequency Range 9kHz to 30 MHz; Part 1: Technical Characteristics and Test Methods | ETSI EN 300 330-1 V1.5.1 (2006-04); ETSI EN 300 330-1 V1.7.1 (2010-02); ETSI EN 300 330-1 V1.8.1 (2015-03) | ISO 17025
6773 | Electromagnetic compatibility (EMC) - ERM; Wideband Transmission Systems; Data transport equipment operating in the 2.4 GHz ISM band and using wide band modulation techniques; Harmonized EN covering essential requirements under article 3.2 of the R&TTE Directive | ETSI EN 300 328 V1.7.1 (2006-10); ETSI EN 300 328 V1.8.1 (2012-06); ETSI EN 300 328 V1.9.1 (2015-02) | ISO 17025
6774 | Electromagnetic compatibility (EMC) - FCC Method - 47 CFR Part 15, Subpart D: Unlicensed Personal Communications Service Devices | ANSI C63.17 (2013) | ISO 17025
6775 | Electromagnetic compatibility (EMC) - FCC Methods of Measurement of Radio Noise Emissions for ISM Equipment (cited in FCC Method 47 CFR Part 18 - Industrial, Scientific, and Medical Equipment) | FCC OST/MP-5 (1986) | ISO 17025
6776 | Electromagnetic compatibility (EMC) - Field Disturbance Sensors in the Bands 46.7-46.9 GHz (Vehicular Radar) and 76-77 GHz (Vehicular and Airport Fixed Radar) | RSS-251, Issue 1 (Nov. 2014) | ISO 17025
6777 | Electromagnetic compatibility (EMC) - Fixed Wireless Access Equipment Operating in the Band 953-960 MHz | RSS-194, Issue 1 (October 2007) | ISO 17025
6778 | Electromagnetic compatibility (EMC) - For technical peformance matters using AS/NZS 4268 | ACMA (Short Range Devices) Standard 2004, +A1, +A2 (2013); ACMA Radiocommunications (Short Range Devices) Standard 2014 | ISO 17025
6779 | Electromagnetic compatibility (EMC) - General Mobile Radio Services in 47 CFR Parts 22 (non-cellular), 74, 90, 95, and 97 | TIA/EIA 603-C (2004) with 47 CFR Part 2 | ISO 17025
6780 | Electromagnetic compatibility (EMC) - General Mobile Radio Services in 47 CFR Parts 73 | TIA/EIA 603-C (2004) with 47 CFR Part 2 | ISO 17025
6781 | Electromagnetic compatibility (EMC) - General Radio Service Equipment Operating in the Band 26.960 to 27.410 MHz (Citizens Band) | RSS-236, Issue 1 (September 2012) | ISO 17025
6782 | Electromagnetic compatibility (EMC) - General Requirements and Information for the Certification of Radio Apparatus | RSS-Gen, Issue 3 (December 2010) | ISO 17025
6783 | Electromagnetic compatibility (EMC) - General Requirements for Compliance of Radio Apparatus | RSS-Gen, Issue 4 (November 2014); RSS-Gen, Issue 5 (April 2018) + Amendment 1 (March 2019) | ISO 17025
6784 | Electromagnetic compatibility (EMC) - Generic standards. Emission standard for residential, commercial and light-industrial environments | EN 61000-6-3 (2007) + A1 (2011); KN 61000-6-3 (2012-06) part 6.3; KN 61000-6-4 (2012-06): Part 6.4 | ISO 17025
6785 | Electromagnetic compatibility (EMC) - Global System for Mobile communications (GSM); Harmonized EN for Base Station Equipment covering the essential requirements of article 3.2 of the R&TTE Directive | ETSI EN 301 502 v9.2.1 (2010-10); ETSI EN 301 502 v11.1.1 (2014-07) | ISO 17025
6786 | Electromagnetic compatibility (EMC) - Global System for Mobile communications (GSM); Harmonized EN for mobile stations in the GSM 900 and GSM 1,800 bands covering essential requirements under article 3.2 of the R&TTE directive (1999/5/EC) | EN 301 511 V9.0.2 (2003-03) | ISO 17025
6787 | Electromagnetic compatibility (EMC) - GSM900 and DCS1800 Mobile Equipment Technical Specifications | PLMN01 (2012) | ISO 17025
6788 | Electromagnetic compatibility (EMC) - Guidlines for Compliance Testing of Unlicensed National Information Infrastructure (UNII) Devices PART 15, SUBPART E | FCC KDB 789033 (June 6, 2014); FCC KDB 789033 (April 8, 2016) | ISO 17025
6789 | Electromagnetic compatibility (EMC) - Implants for surgery -- Active implantable medical devices -- Part 3: Implantable neurostimulators - Clause 24 ESD | ISO 14708-3 (2008); Clause 24 - ESD | ISO 17025
6790 | Electromagnetic compatibility (EMC) - Implants for surgery -- Active implantable medical devices -- Part 4: Implantable infusion pumps Section 27 | ISO 14708-4:2008 | ISO 17025
6791 | Electromagnetic compatibility (EMC) - Implementation and Interpretation of the Interference-Causing Equipment Standard for Digital Apparatus. (Industry Canada) | ICES-003 Issue 4 (2004) | ISO 17025
6792 | Electromagnetic compatibility (EMC) - IMT cellular networks; Harmonized EN covering article 3.2 of the R&TTE Directive; Part 13: Evolved Universal Terrestrial Radio Access (E'UTRA) User Equipment (UE) | ETSI EN 301 908-13 V6.2.1 (2013-10) | ISO 17025
6793 | Electromagnetic compatibility (EMC) - IMT cellular networks; Harmonized EN covering the essential requirements of article 3.2 of the R&TTE Directive; Part 15: Evolved Universal Terrestrial Radio Access (E-UTRA FDD) (Repeaters) | EN 301 908-15 V5.2.1 | ISO 17025
6794 | Electromagnetic compatibility (EMC) - Industrial trucks - Electromagnetic compatibility | EN 12895 (2000) | ISO 17025
6795 | Electromagnetic compatibility (EMC) - Industrial, scientific and medical (ISM) radio frequency equipment - Electromagnetic disturbance characteristics - Limits and methods of measurement | AS/NZS CISPR 11 (2011); IEC/CISPR 11, Ed. 4.1 (2004-06) + A2 (2006); EN 55011 (2009) + A1 (2010) | ISO 17025
6796 | Electromagnetic compatibility (EMC) - Industrial, Scientific and Medical (ISM) Radio Frequency Generators | ICES-001 | ISO 17025
6797 | Electromagnetic compatibility (EMC) - Industrial, scientific and medical equipment - Radio-frequency disturbance characteristics- Limits and methods of measurement | IEC/CISPR 11 Ed. 5 (2009-05); IEC/CISPR 11 Ed 5 (2009-05) + A1 (2010) | ISO 17025
6798 | Electromagnetic compatibility (EMC) - Information technology equipment - Immunity characteristics - Limits and methods of measurement | IEC/CISPR 24 (1997) and EN 55024 (1998) + A1(2001), A2(2003); EN 55024 (2010) | ISO 17025
6799 | Electromagnetic compatibility (EMC) - Information technology equipment - Radio disturbance characteristics - Limits and methods of measurement | EN 55022 (2006) + A1 (2007); EN 55022 (1998) + A1(2000) + A2(2003); IEC/CISPR 22, Edition 5 (2005) + A1(2005) + A2 (2006); CNS 13438 (2006) (up to 6GHz); EN 55022:2010; IEC/CISPR 22 (2008-09) | ISO 17025
6800 | Electromagnetic compatibility (EMC) - Information technology equipment - Radio disturbance characteristics - Limits and methods of measurement | AS/NZS CISPR 22, 3rd Edition (2006); AS/NZS CISPR 22 (2009); AS/NZS CISPR 22 (2009) +A1 (2010); TCVN 7189:2009 (CISPR 22:2006) | ISO 17025
6801 | Electromagnetic compatibility (EMC) - Information technology equipment - Radio frequency interference characteristics-Limits and methods of measurements | SI 961 part 6.1 | ISO 17025
6802 | Electromagnetic compatibility (EMC) - Land Mobile and Fixed Radio Transmitters and Receivers Operating in the Frequency Range 27.41-960 MHz | RSS-119, Issue 10 (April 2010); RSS-119, Issue 12 (May 2015) | ISO 17025
6803 | Electromagnetic compatibility (EMC) - Licence-exempt Radio Apparatus (All Frequency Bands): Category I Equipment | RSS-210, Issue 8 (December 2010); RSS-210, Issue 8 (December 2010) + A1 (February 2015) | ISO 17025
6804 | Electromagnetic compatibility (EMC) - Licence-exempt Radio Apparatus (All Frequency Bands): Category II Equipment | RSS-310, Issue 3 (December 2010); RSS-310, Issue 4 (July 2015) | ISO 17025
6805 | Electromagnetic compatibility (EMC) - Licensed Low-Power Radio Apparatus | RSS-123, Issue 3, (February 2015) | ISO 17025
6806 | Electromagnetic compatibility (EMC) - Limits and methods of measurement of radio disturbance characteristics of electrical lighting and similar equipment | BS EN 55015:2006 + A2:2009 | ISO 17025
6807 | Electromagnetic compatibility (EMC) - Limits and methods of measurement of radio disturbance characteristics of electrical lighting and similar equipment | EN 55015:2013 | ISO 17025
6808 | Electromagnetic compatibility (EMC) - Limits and methods of measurements of radio disturbance characteristics of electrical lighting and similar equipment | CISPR 15 (2009); CNS 13439 (2006) | ISO 17025
6809 | Electromagnetic compatibility (EMC) - Low-power Radio-frequency Devices Technical Specifications | LP 0002 (June 2011) | ISO 17025
6810 | Electromagnetic compatibility (EMC) - Maritime and Aviation Radio Services in 47 CFR Parts 80 and 87 | TIA/EIA 603-C (2004) with 47 CFR Part 2 | ISO 17025
6811 | Electromagnetic compatibility (EMC) - Maritime navigation and radiocommunication equipment and systems - General requirements - Methods of testing and required test results | EN 60945 (2002) and IEC 60945 (2002) | ISO 17025
6812 | Electromagnetic compatibility (EMC) - MEASUREMENT GUIDANCE FOR CERTIFICATION OF LICENSED DIGITAL TRANSMITTERS | FCC KDB 971168 (October 17, 2014); FCC KDB 971168 (January 6, 2016) | ISO 17025
6813 | Electromagnetic compatibility (EMC) - Measuring relays and protection equipment - Part 26 | IEC 60255-26 (2013-05) | ISO 17025
6814 | Electromagnetic compatibility (EMC) - Medical Devices Operating in the 401-406 MHz Frequency Band | RSS-243, Issue 3, (February 2010) | ISO 17025
6815 | Electromagnetic compatibility (EMC) - Medical Devices Operating in the Band 413-457 MHz | RSS-244, Issue 1 (June 2013) | ISO 17025
6816 | Electromagnetic compatibility (EMC) - Medical electrical equipment - Part 1-2: General requirements for safety - Collateral standard: Electromagnetic compatibility - Requirements and tests | IEC 60601-1-2, Ed 2.1 (2004-11) & EN 60601-1-2 (2002); IEC 60601-1-2, Ed. 3.0 (2007); IEC 60601-1-2, Ed. 4, (2014-02); EN 60601-1-2 (2007) | ISO 17025
6817 | Electromagnetic compatibility (EMC) - Medical electrical equipment - Part 2-25: Particular requirements for the basic safety and essential performance of electrocardiographs | IEC 60601-2-25 ed2.0, (2011-10), Clause 202 | ISO 17025
6818 | Electromagnetic compatibility (EMC) - Medical electrical equipment - Part 2-27: Particular requirements for the safety, including essential performance, of electrocardiographic monitoring equipment | EN 60601-2-27:2006; IEC 60601-2-27 ed3.0 (2011), Clause 202 | ISO 17025
6819 | Electromagnetic compatibility (EMC) - Medical electrical equipment - Part 2-31: Particular requirements for the basic safety and essential performance of external cardiac pacemakers with internal power source | IEC 60601-2-31 (2008) + A1 (2011 | ISO 17025
6820 | Electromagnetic compatibility (EMC) - Medical electrical equipment - Part 2-37: Particular requirements for the safety of ultrasonic medical diagnostic and monitoring equipment | EN 60601-2-37 (2008) | ISO 17025
6821 | Electromagnetic compatibility (EMC) - Medical electrical equipment - Part 2-4: Particular requirements for the basic safety and essential performance of cardiac defibrillators | IEC 60601-2-4 ed3.0 (2010), Clause 202; EN 60601-2-4 (2003), Clause 202 | ISO 17025
6822 | Electromagnetic compatibility (EMC) - Medical electrical equipment - Particular requirements for the basic safety and essential performance of pulse oximeter equipment for medical use | ISO 9919 ed2.0 (2005), Clause 36 | ISO 17025
6823 | Electromagnetic compatibility (EMC) - Medical Electrical Equipment & System Electromagnetic Immunity Test for RFID Readers | AIM 7351731 (2017) | ISO 17029
6824 | Electromagnetic compatibility (EMC) - Medical Electrical Equipment Part 2-26: Particular Requirements for the Safety of Electroencephalographs | IEC 60601-2-26 (2003); EN 60601-2-26 (2003); IEC 60601-2-26, Ed. 2.0 (2002-11); IEC 60601-2-26 ed3.0 (2012-05) | ISO 17025
6825 | Electromagnetic compatibility (EMC) - Medical electronic equipment Part 2-24: Particular requirements for the safety of infusion pumps and controllers | EN 60601-2-24 (1998) | ISO 17025
6826 | Electromagnetic compatibility (EMC) - Method of Measurement for Radio Transmitter for Use in the Land Mobile Service | HKCA 1046, Issue 3 (September 2008) | ISO 17025
6827 | Electromagnetic compatibility (EMC) - Method of Measurement for Radio Transmitter for Use in the Land Mobile Service | HKTA 1046, Issue 3 (September 2008) | ISO 17025
6828 | Electromagnetic compatibility (EMC) - Microwave Radio Services in 47 CFR Parts 21, 27, 74, and 101 | TIA/EIA 603-C (2004) with 47 CFR Part 2 | ISO 17025
6829 | Electromagnetic compatibility (EMC) - Microwave Radio Services in 47 CFR Parts 27, 74, and 101 | TIA/EIA 603-C (2004) with 47 CFR Part 2 | ISO 17025
6830 | Electromagnetic compatibility (EMC) - Mobile Broadband Services (MBS) Equipment Operating in the Frequency Bands 698-756 MHz and 777-787 MHz | RSS-130, Issue 1 (October 2013) | ISO 17025
6831 | Electromagnetic compatibility (EMC) - Mobile Earth Stations (MESs) and Ancillary Terrestrial Component (ATC) Equipment Operating in the Mobile-Satellite Service (MSS) Bands | RSS-170, Issue 3 (July 2015) | ISO 17025
6832 | Electromagnetic compatibility (EMC) - Multimedia equipment - Emission requirements | CISPR 32, Ed. 1 (2012-01); EN 55032 (2012-05); AS/NZS CISPR 32:2013 | ISO 17025
6833 | Electromagnetic compatibility (EMC) - Multipoint and Point-to-Point Communication Systems (MCS) in the Fixed Service Operating in the 2,150 - 2,160 MHz, 2,500 - 2,596 MHz and 2,686 - 2,690 MHz Bands | RSS-193, Issue 1 (July 2003) | ISO 17025
6834 | Electromagnetic compatibility (EMC) - Narrowband Multipoint Communication Systems in the Band 1429.5-1432 MHz | RSS-142, Issue 5 (April 2013) | ISO 17025
6835 | Electromagnetic compatibility (EMC) - National technical regulation on 800 MHz CDMA 2000-1 mobile station | QCVN 13:2010 / BTTTT | ISO 17025
6836 | Electromagnetic compatibility (EMC) - National technical regulation on base stations for W-CDMA FDD | QCVN 16:2010 / BTTTT | ISO 17025
6837 | Electromagnetic compatibility (EMC) - National technical regulation on General ElectroMagnetic Compatibility for Radio Communications Equipment | QCVN 18:2010 / BTTTT; QCVN 18 (2014): BTTTT | ISO 17025
6838 | Electromagnetic compatibility (EMC) - National technical regulation on GSM mobile stations (Phase 2 and 2) | QCVN 12:2010 / BTTTT | ISO 17025
6839 | Electromagnetic compatibility (EMC) - National technical regulation on Mobile Stations for W-CDMA FDD | QCVN 15:2010 / BTTTT | ISO 17025
6840 | Electromagnetic compatibility (EMC) - National Technical Regulation on Radio Access Equipment Operating in 5 GHz Band | QCVN 65:2013/BTTTT | ISO 17025
6841 | Electromagnetic compatibility (EMC) - Over the Air (OTA) Antenna Measurements |  | n/a
6842 | Electromagnetic compatibility (EMC) - Part 3-11: Limits - Limitation of voltage changes, voltage fluctuations and flicker in public low-voltage supply systems -Equipment with rated current <=75A and subject to conditional connection | IEC 61000-3-11, 1st edition (2000-08) | ISO 17025
6843 | Electromagnetic compatibility (EMC) - Part 3-2: Limits - Limits for harmonic current emissions (equipment input current <=16 A per phase) | IEC 61000-3-2, Ed. 3.0 (2005-11); IEC 61000-3-2, Ed. 3.0 (2005) +A1 (2008) +A2 (2009); EN 61000-3-2:2006 + A1:2009 + A2:2009; EN 61000-3-2 (2006); EN 61000-3-2 (2014); IEC 61000-3-2 Ed. 3.2 (2009); IEC 61000-3-2, Ed. 4.0 (2014-05); EN 61000-3-3, Ed. 2.0 (2008-09):Part 3.3 | ISO 17025
6844 | Electromagnetic compatibility (EMC) - Part 3-3: Limits - Limitation of voltage changes, voltage fluctuations and flicker in public low- voltage supply systems, for equipment with rated current <= 16 A per phase and not subject to conditional connection | EN 61000-3-3:2013 (2013-08); IEC 61000-3-3 Ed. 2.0 (2008); IEC 61000-3-3 Ed. 3.0 (2013-05); | ISO 17025
6845 | Electromagnetic compatibility (EMC) - Part 4-11: Testing and measurement techniques -Voltage dips, short interruptions and voltage variations immunity tests | IEC 61000-4-11, Ed. 2 (2004-03) & EN 61000-4-11 | ISO 17025
6846 | Electromagnetic compatibility (EMC) - Part 4-13: Testing and measurement techniques - Harmonics and interharmonics including mains signalling at a.c. power port, low frequency immunity tests | IEC 61000-4-13 Ed. 1.1 (2002) + A1 (2009) | ISO 17025
6847 | Electromagnetic compatibility (EMC) - Part 4-2: Testing and measurement techniques - Electrostatic discharge immunity test | IEC 61000-4-2, Ed. 2.0 (2008-12) | ISO 17025
6848 | Electromagnetic compatibility (EMC) - Part 4-28: Testing and measurement techniques - Variation of power frequency, immunity test for equipment with input current not exceeding 16 A per phase | IEC 61000-4-28 (1999) + A1 (2001) + A2 (2009) | ISO 17025
6849 | Electromagnetic compatibility (EMC) - Part 4-39: Testing and measurement techniques - Radiated fields in close proximity - Immunity test | IEC 61000-4-39:2017 | ISO 17025
6850 | Electromagnetic compatibility (EMC) - Part 4-4: Testing and measurement techniques - Electrical fast transient/burst immunity test | IEC 61000-4-4, Ed. 2.0 (2004-07); IEC 61000-4-4, Ed. 2.0 + A1 (2010); IEC 61000-4-4 (2012-04) | ISO 17025
6851 | Electromagnetic compatibility (EMC) - Part 4-5: Testing and measurement techniques - Surge immunity test | IEC 61000-4-5, Ed 1.1 (2005-11) | ISO 17025
6852 | Electromagnetic compatibility (EMC) - Part 4-6: Testing and measurement techniques - Immunity to conducted disturbances, induced by radio-frequency fields | IEC 61000-4-6 Ed. 3.0 (2008); IEC 61000-4-6 ed4.0 (2013) | ISO 17025
6853 | Electromagnetic compatibility (EMC) - Part 4-8: Testing and measurement techniques -Power frequency magnetic field immunity test | IEC 61000-4-8, Ed. 1.1 (2001); EN 61000-4-8; IEC 61000-4-8 (2009) | ISO 17025
6854 | Electromagnetic compatibility (EMC) - Part 6: Generic standards - Section 1: Immunity for residential, commercial and light-industrial environments | IEC 61000-6-1, 2nd edition (2005-03); EN 61000-6-1 (2007) | ISO 17025
6855 | Electromagnetic compatibility (EMC) - Part 6-3: Generic standards - Emission standard for residential, commercial and light-industrial environments | IEC 61000-6-3 (2006) + A1 (2010) | ISO 17025
6856 | Electromagnetic compatibility (EMC) - Part 6-4: Generic standards - Emission standard for industrial environments | IEC 61000-6-4 (2006) +A1 (2010); EN 61000-6-4 (2007) + A1 (2011) | ISO 17025
6857 | Electromagnetic compatibility (EMC) - Particular requirements for the safety including essential performance, of automatic cycling non-invasive blood pressure monitoring equipment | IEC 60601-2-30:1999, EN 60601-2-30:2000 | ISO 17025
6858 | Electromagnetic compatibility (EMC) - Particular requirements for the safety, including essential performance, of ambulatory electrocardiographic systems | IEC 60601-2-47:2006, EN 60601-2-47:2001; IEC 60601-2-47 Ed. 2.0 (2012-02), Clause 202 | ISO 17025
6859 | Electromagnetic compatibility (EMC) - Particular requirements. Test configurations, operational conditions and performance criteria for EMC unprotected applications | EN 61326-2-1 (2013); EN 61326-2-1 (2006-05) | ISO 17025
6860 | Electromagnetic compatibility (EMC) - Particular requirements. Test configurations, operational conditions and performance criteria for portable test, measuring and monitoring equipment used in low-voltage distribution systems | BS EN 61326-2-2 (2006-06) | ISO 17025
6861 | Electromagnetic compatibility (EMC) - Particular requirements. Test configurations, operational conditions and performance criteria for portable test, measuring and monitoring equipment used in low-voltage distribution systems | EN 61326-2-2 (2013) | ISO 17025
6862 | Electromagnetic compatibility (EMC) - Particular requirments for the safety, including essential performance, of automatic cycling non-invasive blood pressure monitoring equipment | IEC 60601-2-27:2005 | ISO 17025
6863 | Electromagnetic compatibility (EMC) - Perforance sepcification for mobile station for use in the third generation (3G) mobile communications services employing CDMA2000 spread spectrum | HKTA 1054, Issue 1, September 2008 | ISO 17025
6864 | Electromagnetic compatibility (EMC) - Performance sepcification for mobile station for use in the third generation (3G) mobile communications services employing CDMA2000 spread spectrum | HKCA 1054, Issue 1 (September 2008) | ISO 17025
6865 | Electromagnetic compatibility (EMC) - Performance specification for 26.96-27.41 MHz citizens band (CB) radio transreceivers | HKCA 1050, Issue 1, (January 2006) | ISO 17025
6866 | Electromagnetic compatibility (EMC) - Performance specification for 26.96-27.41 MHz citizens band (CB) radio transreceivers | HKTA 1050, Issue 1, January 2006 | ISO 17025
6867 | Electromagnetic compatibility (EMC) - Performance Specification for Angle Modulated Radio Transmitters and Receivers for Use as Base, Mobile and Portable Equipment in the Land Mobile Radio Servic | HKTA 1010 Issue 01, June 2003 | ISO 17025
6868 | Electromagnetic compatibility (EMC) - Performance Specification for Angle Modulated Radio Transmitters and Receivers for Use as Base, Moble and Portable Equipment - Land Moble | HKCA 1010, Issue 1 (June 2003) | ISO 17025
6869 | Electromagnetic compatibility (EMC) - Performance Specification for Angle Modulated Radio Transmitters and Recievers for Use as Base, Repeater, Moble, and Portable Equipment - Land Moble Radio Services | HKCA 1002, Issue 6 (January 2008) | ISO 17025
6870 | Electromagnetic compatibility (EMC) - Performance Specification for Angle-modulated Radio Transmitters and Receivers for use as Base, Repeater, Mobile and Portable Equipment in the Land Mobile Radio Service | HKTA 1002 Issue 6 (1/2008) | ISO 17025
6871 | Electromagnetic compatibility (EMC) - Performance specification for base station and repeater equipment for use in the third generation (3G) mobile communications services employing DCMA2000 spread spectrum | HKCA 1053, Issue 1 (June 2008) | ISO 17025
6872 | Electromagnetic compatibility (EMC) - Performance specification for base station and repeater equipment for use in the third generation (3G) mobile communications services employing DCMA2000 spread spectrum | HKTA 1053, Issue 1, June 2008 | ISO 17025
6873 | Electromagnetic compatibility (EMC) - Performance Specification for Base Station Equipment for Use in the Third Generation (3G) Mobile Communications Services Employing CDMA Direct Spread (UTRA FDD) | HKCA 1043, Issue 4 (June 2008) | ISO 17025
6874 | Electromagnetic compatibility (EMC) - Performance Specification for Base Station Equipment for Use in the Third Generation (3G) Mobile Communications Services Employing CDMA Direct Spread (UTRA FDD) | HKTA 1043, Issue 4 (June 2008) | ISO 17025
6875 | Electromagnetic compatibility (EMC) - Performance Specification for Cordless Telephone Operarting in the 864.1 to 868.1 MHz Band | HKCA 1015, Issue 4 (February 2003) | ISO 17025
6876 | Electromagnetic compatibility (EMC) - Performance Specification for Cordless Telephone Operating in the 864.1 - 868.1 MHz Band | HKTA 1015, Issue 4 (February 2003) | ISO 17025
6877 | Electromagnetic compatibility (EMC) - Performance Specification for Digital Enhanced Cordless Telecommunications (DECT) Equipment for Private Use | HKCA 1034, Issue 3 (Oct 2009) | ISO 17025
6878 | Electromagnetic compatibility (EMC) - Performance Specification for Digital Enhanced Cordless Telecommunications (DECT) Equipment for Private Use | HKTA 1034, Issue 3 (Oct 2009) | ISO 17025
6879 | Electromagnetic compatibility (EMC) - Performance Specification for Low-Power Radio Microphones, Including Associated Receiving Equipment | HKCA 1008, Issue 3 (February 2003); HKCA 1008, Issue 4 (November 2013) | ISO 17025
6880 | Electromagnetic compatibility (EMC) - Performance Specification for Low-Power Radio Microphones, Including Associated Receiving Equipment | HKTA 1008, Issue 3 (February 2003) | ISO 17025
6881 | Electromagnetic compatibility (EMC) - Performance specification for medical implant communication systems | HKCA 1052, Issue 2 (September 2012) | ISO 17025
6882 | Electromagnetic compatibility (EMC) - Performance specification for medical implant communication systems | HKTA 1052, Issue 1, January 2008 | ISO 17025
6883 | Electromagnetic compatibility (EMC) - Performance Specification for Radio Equipment Exempted From Licensing | HKCA 1035, Issue 6 (May 2011) | ISO 17025
6884 | Electromagnetic compatibility (EMC) - Performance Specification for Radio Equipment Exempted From Licensing | HKTA 1035, Issue 6 (May 2011) | ISO 17025
6885 | Electromagnetic compatibility (EMC) - Performance Specification for Radio Equipment Operating in the 5 GHz Band for Wireless Access | HKCA 1042, Issue 2 (February 2003) | ISO 17025
6886 | Electromagnetic compatibility (EMC) - Performance Specification for Radio Frequency Identification (RFID) Equipment Operating in the 865 - 868 MHz and/or 920 - 925 MHz Bands | HKCA 1049, Issue 1 (April 2005) | ISO 17025
6887 | Electromagnetic compatibility (EMC) - Performance Specification for Radio Frequency Identification (RFID) Equipment Operating in the 865 - 868 MHz and/or 920 - 925 MHz Bands | HKTA 1049, Issue 1 (April 2005) | ISO 17025
6888 | Electromagnetic compatibility (EMC) - Performance Specification for Radiocommunications Apparatus Operating in the 2.4 Ghz or 5 Ghz Band and Employing Frequency Hopping or Digital Modulation | HKCA 1039, Issue 6 (June 2015) | ISO 17025
6889 | Electromagnetic compatibility (EMC) - Performance Specification for Radiocommunications Apparatus Operating in the 2.4 Ghz or 5 Ghz Band and Employing Frequency Hopping or Digital Modulation | HKTA 1039, Issue 4 (October 2010) | ISO 17025
6890 | Electromagnetic compatibility (EMC) - Performance Specification for Radiocommunications Apparatus Operating in the 27 MHz Band for Private Use | HKCA 1041, Issue 1 (February 2003) | ISO 17025
6891 | Electromagnetic compatibility (EMC) - Performance Specification for Radiocommunications Apparatus Operating in the 27 MHz Band for Private Use | HKTA 1041, Issue 1 (February 2003) | ISO 17025
6892 | Electromagnetic compatibility (EMC) - Performance Specification for Short-Range Portable Radio Operating in the 409 MHz Band | HKCA 1044, Issue 1 (February 2003) | ISO 17025
6893 | Electromagnetic compatibility (EMC) - Performance Specification for Short-Range Portable Radio Operating in the 409 MHz Band | HKTA 1044, Issue 1 (February 2003) | ISO 17025
6894 | Electromagnetic compatibility (EMC) - Performance specification for user equipment for use in the third generation (3G) mobile communications services employing CDMA direct spread (UTRA FDD) | HKCA 1048, Issue 2, (June 2008) | ISO 17025
6895 | Electromagnetic compatibility (EMC) - Performance specification for user equipment for use in the third generation (3G) mobile communications services employing CDMA direct spread (UTRA FDD) | HKTA 1048, Issue 2, June 2008 | ISO 17025
6896 | Electromagnetic compatibility (EMC) - Performance Specification of the Base Station System (BSS) and Repeater Equipment for use In the Public Radiotelephone Service (PMRS) Employing Global System for Mobile Communication (GSM) or in the Personal Communication Service (PCS) | HKCA 1020, Issue 7 (November 2011) | ISO 17025
6897 | Electromagnetic compatibility (EMC) - Performance Specification of the Base Station System (BSS) and Repeater Equipment for use In the Public Radiotelephone Service (PMRS) Employing Global System for Mobile Communication (GSM) or in the Personal Communication Service (PCS) | HKTA 1020, Issue 7 (November 2011) | ISO 17025
6898 | Electromagnetic compatibility (EMC) - Performance Specification of the Mobile Station and Portable Equipment for use in the Global System for Mobile Communication (GSM) 900 and 1800 MHz Bands | HKCA 1033, Issue 7 (March 2012) | ISO 17025
6899 | Electromagnetic compatibility (EMC) - Performance Specification of the Mobile Station and Portable Equipment for use in the Global System for Mobile Communication (GSM) 900 and 1800 MHz Bands | HKTA 1033, Issue 7 (March 2012) | ISO 17025
6900 | Electromagnetic compatibility (EMC) - Personal Mobile Radio Services in 47 CFR Part 20 | TIA/EIA 603-C (2004) with 47 CFR Part 2 | ISO 17025
6901 | Electromagnetic compatibility (EMC) - Personal Mobile Radio Services in 47 CFR Parts 22 (cellular), 24, 25, 26, and 27 | TIA/EIA 603-C (2004) with 47 CFR Part 2 | ISO 17025
6902 | Electromagnetic compatibility (EMC) - PHS Terminal equipment | QCVN 11:2010 / BTTTT | ISO 17025
6903 | Electromagnetic compatibility (EMC) - Point-to-Multipoint Broadband Equipment Operating in the Bands 512-608 MHz and 614-698 MHz for Rural Remote Broadband Systems (RRBS) (TV Channels 21 to 51) | RSS-196, Issue 1 (March 2010) | ISO 17025
6904 | Electromagnetic Compatibility (EMC) - Polar Plots |  | n/a
6905 | Electromagnetic compatibility (EMC) - Product family standard for audio, video, audio-visual and entertainment lighting control apparatus for professional use - Part 1: Emission | EN 55103-1 (2009); EN 55103-1 (2009) + A1 (2012) | ISO 17025
6906 | Electromagnetic compatibility (EMC) - Product family standard for audio, video, audio-visual and entertainment lighting control apparatus for professional use - Part 2: Immunity | EN 55103-2 (1996); EN 55103-2 (2009) | ISO 17025
6907 | Electromagnetic compatibility (EMC) - Radio communication equipment - General ElectroMagnetic Compatibility Requirement | TCN 68-192:2003 | ISO 17025
6908 | Electromagnetic compatibility (EMC) - Radio equipment and services; Part 24: Specific conditions for IMT-2000 CDMA Direct Spread (UTRA and E-UTRA) for Mobile and portable (UE) radio and ancillary equipment | ETSI EN 301 489-24 v1.5.1 (2010-10) | ISO 17025
6909 | Electromagnetic compatibility (EMC) - Radio equipment and services; Part 7: Specific conditions for mobile and portable radio and ancillary equipment of digital cellular radio telecommunications systems (GSM and DCS); Short Range Devices | ETSI EN 301 489-3 V1.6.1 (2013-08); ETSI EN 301 489-7 v1.3.1 (2005-11) | ISO 17025
6910 | Electromagnetic compatibility (EMC) - Radio equipment and systems - Short range devices - Limits and methods of measurement | AS/NZS 4268 (2008); AS/NZS 4268 (2008) + A1 (2010); AS/NZS 4268 (2012); AS/NZS 4268 (2012) + A1 (2013) | ISO 17025
6911 | Electromagnetic compatibility (EMC) - Radio equipments operating in the 2.4 GHz band and using spread spectrum modulation techniques - Technical requirements | QCVN 54:2011/BTTTT | ISO 17025
6912 | Electromagnetic compatibility (EMC) - Radio equipments operating in the 2.4 GHz band and using spread spectrum modulation techniques - Technical requirements | TCN 68-242:2006 | ISO 17025
6913 | Electromagnetic compatibility (EMC) - Radio Frequency (RF) Exposure Compliance of Radiocommunication Apparatus (All Frequency Bands) | RSS-102, Issue 5 (March 2015) | ISO 17025
6914 | Electromagnetic compatibility (EMC) - Radio Frequency Lighting Devices | ICES-005 Issue 3 (May 2009) | ISO 17025
6915 | Electromagnetic compatibility (EMC) - Radio spectrum Matters (ERM); EMC standard for radio equipment and services; Part 17: Specific conditions for 2.4 GHz wideband transmission systems and 5 GHz high performance RLAN equipment | ETSI EN 301 489-17 v1.3.2 (2008-04) | ISO 17025
6916 | Electromagnetic compatibility (EMC) - Radio spectrum Matters (ERM); EMC standard for radio equipment and services; Part 5: Specific conditions for Private land Mobile Radio (PMR) and ancillary equipment (speech and non-speech) | ETSI EN 301 489-5 v1.3.1 (2002-08) | ISO 17025
6917 | Electromagnetic compatibility (EMC) - Radio spectrum Matters (ERM); Radio Frequency Identification Equipment operating in the band 865 MHz to 868 MHz with power levels up to 2 W and in the band 915 MHz to 921 MHz with power levels up to 4 W; Part 2: Harmonized EN covering the essential requirements of article 3.2 of the R&TTE Directive | ETSI EN 302 208-2 V2.1.1 (2015-02) | ISO 17025
6918 | Electromagnetic compatibility (EMC) - Radio spectrum Matters (ERM); Telecommunication network equipment; ElectroMagnetic Compatibility (EMC) requirements | ETSI EN 300 386 V1.5.1 (2010-10); ETSI EN 300 386 V1.6.1 (2012-09) | ISO 17025
6919 | Electromagnetic compatibility (EMC) - Radio spectrum Matters (ERM);Short Range Devices (SRD);Close Range Inductive Data Communication equipment operating at 13,56 MHz;Part 1: Technical characteristics and test methods | EN 302 291-1 V. 1.1.1 | ISO 17025
6920 | Electromagnetic compatibility (EMC) - Radio spectrum Matters; ElectroMagnetic Compatibility standard for radio equipment and services; Part 3: Specific conditions for Short-Range Devices (SRD) operating on frequencies between 9 kHz and 40 GHz | ETSI EN 301 489-3 v1.4.1 (2002-08) | ISO 17025
6921 | Electromagnetic compatibility (EMC) - Radio Transmitters and Receivers Operating in the Land Mobile and Fixed Services in the Frequency Range 27.41- 960 MHz | RSS-119, Issue 11 (June 2011) | ISO 17025
6922 | Electromagnetic compatibility (EMC) - Regulations on Radio Equipment - MSIP Public Notification 2013-157 Sep 11, 2013; K only | MSIP Public Notification 2013-157 (Sep 11,2013); K only | ISO 17025
6923 | Electromagnetic compatibility (EMC) - Regulations on Radio Equipment; Korean only | MSIP Public Notification 2014-39 (Jul 1, 2014) | ISO 17025
6924 | Electromagnetic compatibility (EMC) - Requirements for connection to an air interface of a Telecommunications Network - Part 1: General | AS/CA S042.1 (2011); AS/CA S042.1 (2010) +A1 (2013) | ISO 17025
6925 | Electromagnetic compatibility (EMC) - Requirements for connection to an air interface of a Telecommunications Network - Part 3: GSM Customer Equipment | AS/ACIF S042.3:2005 | ISO 17025
6926 | Electromagnetic compatibility (EMC) - Requirements for connection to an air interface of a Telecommunications Network - Part 4: IMT-2000 Customer Equipment | AS/CA S042.4 (2011) | ISO 17025
6927 | Electromagnetic compatibility (EMC) - Requirements for household appliances, electric tools and similar apparatus - Part 1: Emission | EN 55014-1 (2006); EN 55014-1 (2006) +A1 (2009) +A2 (2011); IEC/CISPR 14-1, Ed. 5.0 (2005); IEC/CISPR 14-1, Ed. 5.0 (2005) + A1 (2008) + A2 (2011) | ISO 17025
6928 | Electromagnetic compatibility (EMC) - Requirements for household appliances, electric tools and similar apparatus. Immunity | EN 55014-2:1997 +A1 (2001) + A2 (2008); IEC/CISPR 14-2 Ed. 1.2 (2008); IEC/CISPR 14-2 (2001) Ed. 4 and EN 55014-2 | ISO 17025
6929 | Electromagnetic compatibility (EMC) - Road vehicles - Electrical disturbances from conduction and coupling - Part 2: Electrical transient conduction along supply lines only | ISO 7637-2, Second edition (2004) + A1 (2008) + (2011) | ISO 17025
6930 | Electromagnetic compatibility (EMC) - RSS-216 Wireless Power Transfer Devices (Wireless Chargers) | RSS-216, Issue 1 (September 2014) | ISO 17025
6931 | Electromagnetic compatibility (EMC) - SAR MEASUREMENT PROCEDURES FOR USB DONGLE TRANSMITTERS | FCC KDB 447498 (October 23, 2015) | ISO 17025
6932 | Electromagnetic compatibility (EMC) - Shipborne Radar in the 2900-3100 MHz and 9225-9500 MHz Bands | RSS:238, Issue 1 (July 2013) | ISO 17025
6933 | Electromagnetic compatibility (EMC) - Short Range Devices - Radio equipment in the frequency range 9 kHz to 25 MHz | QCVN 55:2011/BTTTT | ISO 17025
6934 | Electromagnetic compatibility (EMC) - Short Range Devices - Radio equipment in the frequency range 9 kHz to 25 MHz - Technical requirements | TCN 68-243:2006 | ISO 17025
6935 | Electromagnetic compatibility (EMC) - Sound and broadcast receivers and associated equipment - Radio disturbance characteristics - Limits and methods of measurement | CISPR 13, Edition 4.2 (2006-03); EN 55013 (2001) + A1 (2003) + A2 (2006); EN 55013:2013; IEC/CISPR 13, Ed. 5.0 (2009-06); IEC/CISPR 13, Ed. 5.0 (2009-06) | ISO 17025
6936 | Electromagnetic compatibility (EMC) - Sound and television broadcast receivers and associated equipment - immunity characteristics - Limits and methods of measurement | EN 55020 (2007-01); IEC/CISPR 20 (2006); EN 55020 (2007-01) + A11 (2011); CISPR 20 (2006) +A1 (2013) | ISO 17025
6937 | Electromagnetic compatibility (EMC) - Standard for Radio Equipment and Services; Part 1: Common Technical Requirements | ETSI EN 301 489-1 V1.8.1 (2008-04); ETSI EN 301 489-1 V1.9.2 (2011-09) | ISO 17025
6938 | Electromagnetic compatibility (EMC) - Standard for radio equipment and services; Part 23: Specific conditions for IMT-2000 CDMA Direct Spread (UTRA and E-UTRA) Base Station (BS) radio, repeater and ancillary equipment | ETSI EN 301 489-23 v1.5.1 (2011-11) | ISO 17025
6939 | Electromagnetic compatibility (EMC) - Subscriber Station for Wireless Broadband Access Type Approval Technical Specification | PLMN09 (2012) | ISO 17025
6940 | Electromagnetic compatibility (EMC) - Technical Requirements and Test Methods for Electromagnetic Interference; K only (See specific Annexes listed on scope) | RRA 2013-3 and 2013-24, June 17, 2013, Korean only; RRA 2014-8 and RRA 2014-37 (June 23, 2014); RRA Public Notification 2011-24, K only (Dec 23, 2011) | ISO 17025
6941 | Electromagnetic compatibility (EMC) - Technical Requirements and Test Methods for Electromagnetic Susceptibility; Korean only (See specific Annexes listed on scope) | RRA 2013-4 and RRA2013-25, June 17, 2013, Korean only; RRA 2014-09 and RRA 2014-38 (June 23, 2014) K only | ISO 17025
6942 | Electromagnetic compatibility (EMC) - Technical Requirements for Electromagnetic Compatibility, Korea only | RRA Public Notification 2015-27 (Dec. 3 2015); Korea only | ISO 17025
6943 | Electromagnetic compatibility (EMC) - Technical Requirements for Electromagnetic Susceptibility (K only) | RRA Public Notification 2011-25, K only (Dec 23, 2011) | ISO 17025
6944 | Electromagnetic compatibility (EMC) - Technical Requirements for Measurement and Test Procedure of Specific Absorption Rate; Korea only | RRA Public Notification 2015-23 (Nov. 18 2015); K only | ISO 17025
6945 | Electromagnetic compatibility (EMC) - Technical Requirements for Measurement of Electromagnetic Field Strength | RRA Public Notification 2012-21 (Nov 6, 2012); K only | ISO 17025
6946 | Electromagnetic compatibility (EMC) - Technical Requirements for Measurement of Electromagnetic Field Strength, K only | RRA Notice 2014-2, K only (Feb. 4, 2014) | ISO 17025
6947 | Electromagnetic compatibility (EMC) - Technical Requirements for Radio Equipment: Unlicensed Radio Equipment Established Without Notice | MSIP Public Notification 2013-116 Aug 29, 2013; K only; MSIP Public Notification 2015-89 (Nov. 11, 2015); K only | ISO 17025
6948 | Electromagnetic compatibility (EMC) - Technical Requirements for Radio Equipment; Regulations on Radio Equipment (K only) | KCC Public Notification 2012-92 (Nov 6, 2012); K only; KCC Public Notification 2012-93 (Nov 6, 2012);K only | ISO 17025
6949 | Electromagnetic compatibility (EMC) - Technical Requirements for the Human Protection against Electromagnetic Waves | MSIP Public Notification 2013-118 (Aug 29, 2013); K only; MSIP Public Notification 2015-18 (Mar. 25, 2015); K only | ISO 17025
6950 | Electromagnetic compatibility (EMC) - Technical Requirements for the Human Protection against Electromagnetic Waves; K only | KCC Public Notification 2012-2 (Jan. 5, 2012) | ISO 17025
6951 | Electromagnetic compatibility (EMC) - Technical Requirements for Unlicensed Radio Equipment Established Without Notice (K only) | KCC Public Notification 2012-7. K only (Jan 31, 2012) | ISO 17025
6952 | Electromagnetic compatibility (EMC) - Technical Specification for Cellular Mobile Terminal | IDA TS CMT Issue 1, June 2011 | ISO 17025
6953 | Electromagnetic compatibility (EMC) - Technical Specification for Land Mobile Radio Equipment | IDA TS LMR Issue 1 Rev 5, June 2014; IDA TS LMR Issue 1 Rev 4, June 2011 | ISO 17025
6954 | Electromagnetic compatibility (EMC) - Technical Specification for Short Range Devices | IDA TS SRD Issue 1 Rev 6, May 2011; IDA TS SRD Issue 1 Rev 7, April 2013 | ISO 17025
6955 | Electromagnetic compatibility (EMC) - Technical Specification for Ultra Wideband (UWB) Devices | IDA TS UWB Issue 1 Rev 1, May 2011 | ISO 17025
6956 | Electromagnetic compatibility (EMC) - Technical Specification for Wireless Broadband Access (WBA) Equipment | IDA TS WBA Issue 1 Rev 1, May 2011 IDA TS WBA Issue 1 Rev 2, November 2012 | ISO 17025
6957 | Electromagnetic compatibility (EMC) - Test Method for Electromagnetic Interference; Korean only | KN 61000-3-2 (Annex 1-11); RRA 2014-37 (Sept. 23, 2014) | ISO 17025
6958 | Electromagnetic compatibility (EMC) - Test Method for Electromagnetic Interference; With KN 11 (Annex 2) Korean Only | KN11 (Annex 2) with RRA Announce 2012-21 (Jun. 28, 2012); KN11 (Annex 2) with RRA Announce 2013-24 (June 17, 2013); KN14-1 (Annex 4) with RRA Announce 2012-21 (Jun. 28, 2012); KN14-1 (Annex 4) with RRA Announce 2013-24 (Jun. 17 2013) | ISO 17025
6959 | Electromagnetic compatibility (EMC) - Test Method for Electromagnetic Interference; With KN 61000-6-3 (Annex 14) Korean Only | KN 61000-6-3 (Annex 14) with RRA Announce 2013-24 (6/17/13); KN 61000-6-4 (Annex 15) with RRA Anounce 2013-24 (6/17/2013) | ISO 17025
6960 | Electromagnetic compatibility (EMC) - Test Method for Electromagnetic Susceptibility (RRA Announce 2012-22, June 28, 2012) K only | KN 61000-6-1 (Annex 11); RRA Announce 2012-22 (Jun 28, 2012); KN 61000-6-2(Annex 14); RRA Announce 2012-22 (Jun.28,2012) | ISO 17025
6961 | Electromagnetic compatibility (EMC) - Test Method for Electromagnetic Susceptibility (RRA Announce 2013-25, June 17, 2013) Korean only | KN 61000-6-1 (Annex 11); RRA Announce 2013-25 (Jun 17, 2013); KN 61000-6-2 (Annex 14) w/ RRA Announce 2013-25 (6/17/13) | ISO 17025
6962 | Electromagnetic compatibility (EMC) - Test Method for Electromagnetic Susceptibility; K only | KN 301-489-01 (Annex 8-1);RRA Announce 2012-22(Jun. 28,2012); KN 301-489-07 (Annex 8-2); RRA Announce 2012-22(Jun 28,2012); KN 301-489-17 (Annex 8-3); RRA Announce 2012-22(Jun 28,2012); KN 301-489-24 (Annex 8-4); RRA Announce 2012-22(Jun 28,2012); KN 301-489-24 (Annex 8-4); RRA Announce 2013-25(Jun 17,2013); KN 301-489-03 (Annex 8-8); RRA Announce 2012-22(Jun.28,2012); KN 301-489-03 (Annex 8-8); RRA Announce 2013-25(Jun.17,2013) | ISO 17025
6963 | Electromagnetic compatibility (EMC) - Test Method for Electromagnetic Susceptibility; Korean only | KN 61000-4-11 (Annex 1-7) RRA Announce 2012-22(Jun.28, 2012); KN 61000-4-11 (Annex 1-7) RRA Announce 2013-25(June 17, 2013); KN 61000-4-2 (Annex 1-1) RRA Announce 2012-22(Jun. 28, 2012); KN 61000-4-2 (Annex 1-1) RRA Announce 2013-25 (June 17, 2013); KN 61000-4-4 (Annex 1-3) RRA Announce 2012-22(Jun. 28, 2012); KN 61000-4-4 (Annex 1-3) RRA Announce 2013-25 (June 17, 2013); KN 61000-4-5 (Annex 1-4) RRA Announce 2012-22(Jun. 28, 2012); KN 61000-4-5 (Annex 1-4) RRA Announce 2013-25 (June 17, 2013); KN 61000-4-6 (Annex 1-5) RRA Announce 2012-22(Jun. 28, 2012); KN 61000-4-6 (Annex 1-5) RRA Announce 2013-25 (June 17, 2013); KN 61000-4-8 (Annex 1-6) RRA Announce 2012-22(Jun. 28, 2012); N 61000-4-8 (Annex 1-6) RRA Announce 2013-25 (June 17, 2013 | ISO 17025
6964 | Electromagnetic compatibility (EMC) - Test Method for Electromagnetic Susceptibility; Korean only | KN 24 (Annex 5) with RRA Announce 2012-22 (Jun. 28, 2012); KN 24 (Annex 5) with RRA Announce 2013-25 (Jun. 17, 2013) | ISO 17025
6965 | Electromagnetic compatibility (EMC) - Test Method for Electromagnetic Susceptibility; Korean only | KN 61000-4-3 (Annex 1-2) RRA Announce 2012-22(Jun. 28, 2012); KN 61000-4-3 (Annex 1-2) RRA Announce 2013-25 (June 17, 2013 | ISO 17025
6966 | Electromagnetic compatibility (EMC) - Test Method for Electromagnetic Susceptibility; With KN 301 489 (Annex 8) Korean Only | KN 301 489-7 (Annex 8-2) w/ RRA Announce 2013-25 (6/17/13); KN 301 489-1 (Annex 8-1) w/ RRA Announce 2013-25 (6/17/13); KN 301 489-17 (Annex 8-3) w/ RRA Announce 2013-25 (6/17/13) | ISO 17025
6967 | Electromagnetic compatibility (EMC) - Test Methods for Electromagnetic Compatibility; Korea only | RRA Announce 2015-110 (Dec. 3, 2015); K only | ISO 17025
6968 | Electromagnetic compatibility (EMC) - Test Methods for Electromagnetic Interference using KN 16-1-1, KN 16-1-2, KN 16-1-3, KN 16-1-4, KN 16-1-5, KN 16-2-1, KN 16-2-2, KN 16-2-3, KN 16-2-4 | RRA Announce 2012-21, K only (Jun. 28, 2012); RRA Announce 2013-24, June 17, 2013;Korean only; KN 301 489-1 (Annex 8-1) w/ RRA Announce 2013-24 (6/17/2013); KN 301 489-3 (Annex 8-8) w/ RRA Announce 2013-24 (6/17/13); KN 301 489-17 (Annex 8-3) w/ RRA Announce 2013-24 (6/17/13); KN 301 489-24 (Annex 8-4) w/ RRA Announce 2013-24 (6/17/13); KN 301 489-27 (Annex 8-14) w/ RRA Announce 2013-24 (6/17/13) | ISO 17025
6969 | Electromagnetic compatibility (EMC) - Test Methods for Electromagnetic Interference; Korean only | KN 61000-3-3 (Annex 1-12); RRA 2014-37 (Sept. 23, 20140; KN 61000-3-11 (Annex 1-12); RRA 2014-37 (Sept. 23, 2014); KN 61000-3-12 (Annex 1-11); RRA 2014-37 (Sept 23, 2014) | ISO 17025
6970 | Electromagnetic compatibility (EMC) - Test Methods for Electromagnetic Susceptibility (RRA Announce 2014-92, Dec 29, 2014) Korean only | KN 14-2 (Annex 4) RRA Announce 2014-92 (Dec29,2014); KN22 (Annex 5) with RRA Announce 2012-21 (Jun. 28, 2012); KN22 (Annex 5) with RRA Announce 2013-24 (June 17, 2013); KN 301-489-07 (Annex 8-2); RRA Announce2012-21,(Jun 28,2012); KN 301-489-07 (Annex 8-2); RRA Announce2013-24,(Jun 17,2013); KN 301-489-24 (Annex 8-4); RRA Announce2012-21,(Jun 28,2012); KN 301-489-27(Annex 8-14); RRA Announce2012-21(Jun. 28,2012) | ISO 17025
6971 | Electromagnetic compatibility (EMC) - Test Methods of radio disturbance for multimedia equipment | KN 32:2013 (Annex 16); KN 32:2015 (Annex 11) | ISO 17025
6972 | Electromagnetic compatibility (EMC) - Test Specification Number 1 (2002); Test Specification Number 1 (2013); Test Specification Number 1 (2015) | Lloyd's Register - LR Type Approval System | ISO 17025
6973 | Electromagnetic compatibility (EMC) - The Third Generation Mobile Telecommunication Terminal Equipment Technical Specifications | PLMN08 (2012) | ISO 17025
6974 | Electromagnetic compatibility (EMC) - TIA Standard: Land Mobile FM or PM Communications Equipment - Measurement and Performance Standard | ANSI/TIA/EIA-603-D (2010) | ISO 17025
6975 | Electromagnetic compatibility (EMC) - Trunked Radio Terminal Equipment Technical Specifications | PLMN04 (2007) | ISO 17025
6976 | Electromagnetic compatibility (EMC) - Unintentional Radiators | ANSI C63.4 (2003) with FCC Method 47 CFR Part 15, Subpart B; ANSI C63.4 (2014) with FCC Method 47 CFR Part 15, Subpart B; ANSI C63.4 (2009) with FCC Method 47 CFR Part 15, Subpart B; ANSI C63.4 (2003) with FCC Method 47 CFR Part 15, Subpart C; ANSI C63.4 (2009) with FCC Method 47 CFR Part 15, Subpart C; SS - MP with FCC Method - 15 CFR Part 15, Subpart C | ISO 17025
6977 | Electromagnetic compatibility (EMC) - Uninterruptible power systems (UPS) - Part 2 | IEC 62040-2 (2005); EN 62040-2:2006 | ISO 17025
6978 | Electromagnetic compatibility (EMC) - Uninterruptible power systems (UPS) Part 1-2: General and safety requirements for UPS used in restricted access locations | IEC 62040-1-2:2002 | ISO 17025
6979 | Electromagnetic compatibility (EMC) - Unlicensed National Information Infrastructure Service Devices | ANSI C63.4 (2003) with FCC Method 47 CFR Part 15, Subpart E; ANSI C63.4 (2009) with FCC Method 47 CFR Part 15, Subpart E; UNII - MP with FCC Method - 47 CFR Part 15, Subpart E | ISO 17025
6980 | Electromagnetic compatibility (EMC) - Unlicensed Radio Equipment Established Without Notice; Korea only | MSIP Public Notification 2015-91(Nov. 11, 2015); Korean only; MSIP Public Notification 2014-93 (Dec. 3, 2013) | ISO 17025
6981 | Electromagnetic compatibility (EMC) - Vehicles, boats and internal combustion engine driven devices - Radio disturbance characteristics | CISPR 12 (2007) + A1 (2009) | ISO 17025
6982 | Electromagnetic compatibility (EMC) - Vehicles, boats and internal combustion engines ;Radio disturbance characteristics ;Limits and methods of measurement for the protection of off-board receivers | EN 55012 :2007; EN 55012 (2007) +A1 (2009) | ISO 17025
6983 | Electromagnetic compatibility (EMC) - White Space Devices (WSDs) | RSS-222, Issue 1 (February 2015) | ISO 17025
6984 | Electromagnetic compatibility (EMC) - Wireless Broadband Access Equipment Operating in the Band 3650-3700 MHz | RSS-197, Issue 1 (February 2010) | ISO 17025
6985 | Electromagnetic compatibility (EMC) - Wireless Communication Service (WCS) Equipment Operating in the Bands 2305-2320 MHz and 2345-2360 MHz | RSS-195, Issue 2 (April 2014) | ISO 17025
6986 | Electromagnetic compatibility (EMC) - Zone Enhancers for the Land Mobile Service | RSS-131, Issue 2 (July 2003) | ISO 17025
6987 | Electromagnetic compatibility (EMC) -Performance Specification for Radiocommunications Apparatus Operating in the 2.4 Ghz or 5 Ghz Band and Employing Frequency Hopping or Digital Modulation | HKCA 1039, Issue 4 (October 2010); HKCA 1039, Issue 5 (June 2013) | ISO 17025
6988 | ElectroMagnetic Compatibility (EMC) standard for radio equipment and services; Part 1: Common technical requirements; Harmonised Standard for ElectroMagnetic Compatibility | ETSI EN 301 489-1 V2.2.3 (2019-11) | ISO 17025
6989 | ElectroMagnetic Compatibility (EMC) standard for radio equipment and services; Part 27: Specific conditions for Ultra Low Power Active Medical Implants (ULP-AMI) and related peripheral devices (ULP-AMI-P); Harmonised Standard covering the essential requirements of article 3.1(b) of Directive 2014/53/EU | ETSI EN 301 489-27 V2.2.1 (2019-04) | ISO 17025
6990 | Electromagnetic compatibility (EMC) standard for radio equipment and services; Part 3: Specific conditions for Short-Range Devices (SRD) operating on frequencies between 9kHz and 246 GHz; Harmonised Standard covering the essential requirements of article 3.1(b) of Directive 2014/53/EU | ETSI EN 301 489-3 V2.1.1 (2019-03) | ISO 17025
6991 | ElectroMagnetic Compatibility (EMC) standard for radio equipment and services; Part 31: Specific conditions for equipment in the 9 kHz to 315 kHz band for Ultra Low Power Active Medical Implants (ULP-AMI) and related peripheral devices (ULP-AMI-P); Harmonised Standard covering the essential requirements of article 3.1(b) of the Directive 2014/53/EU | ETSI EN 301 489-31 V2.2.1 (2019-04) | ISO 17025
6992 | ElectroMagnetic Compatibility (EMC) standard for radio equipment and services; Part 51: Specific conditions for Automotive, Ground based Vehicles and Surveillance Radar Devices using 24,05 GHz to 24,25 GHz, 24,05 GHz to 24,5 GHz, 76 GHz to 77 GHz and 77 GHz to 81 GHz; Harmonised Standard covering the essential requirements of article 3.1b of Directive 2014/53/EU | ETSI EN 301 489-51 V2.1.1 (2019-04) | ISO 17025
6993 | ElectroMagnetic Compatibility (EMC) standard for radio equipment and services; Part 6: Specific conditions for Digital Enhanced Cordless Telecommunications (DECT) equipment; Harmonised Standard covering the essential requirements of article 3.1(b) of the Directive 2014/53/EU | ETSI EN 301 489-6, V2.1.1 (2016-11) | ISO 17025
6994 | Electromagnetic compatibility (EMC). Generic standards. Immunity standard for industrial environments | EN IEC 61000-6-2 (2019) | ISO 17025
6995 | Electromagnetic Compatibility Measurement Procedure for Vehicle Components - Part 13 - Immunity to Electrostatic Discharge | SAE J1113-13 (2015-02) | ISO 17025
6996 | Electromagnetic compatibility of multimedia equipment - Emission requirements | CISPR 32 (2015) + A1 (2019) | ISO 17025
6997 | Electromagnetic compatibility of multimedia equipment - Immunity requirements | CISPR 35 (2016) | ISO 17025
6998 | Electromagnetic compatibility. Requirements for household appliances, electric tools and similar apparatus - Emission | EN 55014-1 (2019) | ISO 17025
6999 | EMC Directive - Notified Body Services |  | ISO 17025
7000 | Equipment for general lighting purposes - EMC immunity requirements | IEC 61547 ed 3.0 (2020) | ISO 17025
7001 | Equipment for general lighting purposes. EMC immunity requirements | EN 61547 (2009) | ISO 17025
7002 | Equipment for general lighting purposes. EMC immunity requirements | EN 61547 (2009) | ISO 17025
7003 | ERM; ElectroMagnetic Compatibility (EMC) standard for radiio equipment and services; Part 19: Specific conditions for Receive Only Mobile Earth Stations (ROMES) operating in the 1.5 GHz band providing data communications | ETSI EN 301 489-19 V2.1.1 (2019-04) | ISO 17025
7004 | Explosive atmospheres - Part 29-1: Gas Detectors - Performance Requirements of Detectors for Flammable Gases ( Clause 5.4.21) | IEC 60079-29-1, Ed. 2.0 (2016); Clause 5.4.21 | ISO 17025
7005 | Explosive atmospheres - Part 29-4: Gas detectors - Performance requirements of open path detectors for flammable gases (Clause 5.4.17) | IEC 60079-29-4, Ed. 1 (2009), Clause 5.4.17 | ISO 17025
7006 | Generic standard for assessment of low power electronic and electrical equipment related to human exposure restrictions for electromagnetic fields (10 MHz - 300 GHz) | EN 50663 (2017) | ISO 17025
7007 | Guidance for Compliance Measurement on Digital Transmission System, Frequency Hopping Spread Spectrum System, and Hybrid System Devices Operating Under Section 15.247 of the FCC Rules | FCC KDB 558074 D01 (April 2, 2019) | ISO 17025
7008 | Human Exposure To Radio Frequency Fields From Hand-Held And Body-mounted Wireless Communication Devices - Human Models, Instrumentation, And Procedures - Part 2: Procedure To Determine The Specific Absorption Rate (SAR) For Wireless Communication Devices Used In Close Proximity To The Human Body (Frequency Range Of 30 Mhz To 6 Ghz) | IEC 62209-2 (2010) Ed. 1.1 + AMD1 (2019) CSV | ISO 17025
7009 | Human Exposure To Radio Frequency Fields From Hand-Held And Bodymounted Wireless Communication Devices - Human Models, Instrumentation, And Procedures - Part 2: Procedure To Determine The Specific Absorption Rate (SAR) For Wireless Communication Devices Used In Close Proximity To The Human Body (Frequency Range Of 30 Mhz To 6 Ghz) | EN 62209-2 (2010) + AMD1 (2019) | ISO 17025
7010 | Immunity to Radiated Electromagnetic Fields - Bulk Current Injection (BCI) Method | SAE J1113-4 (2014-04) | ISO 17025
7011 | Industrial trucks - Electromagnetic compatibility | EN 12895 (2015) + A1 (2019) | ISO 17025
7012 | Industrial, scientific and medical equipment - Radio-frequency disturbance characteristics - Limits and methods of measurement | CISPR 11 ED. 6.2 (2019) | ISO 17025
7013 | Industrial, scientific and medical equipment&mdash;Radio-frequency disturbance characteristics&mdash;Limits and methods of measurement (CISPR 11:2015 +AMD1:2016 (ED.6.1) MOD) | AS CISPR 11 (2017) | ISO 17025
7014 | Information technology equipment - Radio disturpance characteristics - Limits and methods of measurement | RSS-130, Issue 2 (February 2019) | ISO 17025
7015 | Information Technology Equipment (Including Digital Apparatus) - Limits and methods of measurement | ICES-003 Issue 6 (April 2019) | ISO 17025
7016 | Licence-Exempt Radio Apparatus: Category I Equipment | RSS-210, Issue 10 (December 2019) | ISO 17025
7017 | Licence-Exempt Radio Apparatus: Category II Equipment | RSS-310, Issue 5 (January 2020) | ISO 17025
7018 | Licensed Wireless Microphones | RSS-123, Issue 4 (August 2019) | ISO 17025
7019 | Medical electrical equipment - Part 1-2: General requirements for safety - Collateral standard: Electromagnetic compatibility - Requirements and tests | IEC 60601-1-2, Ed. 4.0 (2014) + A1 (2020) | ISO 17025
7020 | Medical electrical equipment - Part 2-37: Particular requirements for the basic safety and essential performance of ultrasonic medical diagnostic and monitoring equipment | EN 60601-2-37 (2008) + A1 (2015); Clause 202 | ISO 17025
7021 | National technical regulation on electromagnetic compatibility for Base Station, Repeater, ancillary equipment of digital cellular telecommunications systems GSM, W-CDMA FDD and LTE | QCVN 103 (2016): BTTTT | ISO 17025
7022 | National technical regulation on Electromagnetic compatibility of multimedia equipment - Emission requirements | QCVN 118 (2018): BTTTT | ISO 17025
7023 | National technical regulation on Evolved Universal Terrestrial Radio Access (E-UTRA FDD) Repeater | QCVN 111 (2017):BTTT | ISO 17025
7024 | National technical regulation on Evolved Universal Terrestrial Radio Access (E-UTRA) Base Stations (BS) | QCVN 110 (2017):BTTTT | ISO 17025
7025 | National technical regulation on Evolved Universal Terrestrial Radio Access (E-UTRA) User Equipment (UE) - Radio Access | QCVN 117 (2018): BTTTT | ISO 17025
7026 | National technical regulation on general electromagnetic compatibility for radio broadband data transmission equipment | QCVN 112 (2017): BTTTT | ISO 17025
7027 | NOM (Normas Oficiales Mexicanas) Certification ​- the CE Mark for Mexico (involves EMC, Safety, etc) | NOM | ISO 17025
7028 | Point-to-multipoint broadband equipment operating in the bands 512-608 MHz for rural remote broadband systems (RRBS) (TV Channels 21 to 36) | RSS-196, Issue 2 (February 2019) | ISO 17025
7029 | Product standard to demonstrate the compliance of wireless communication devices with the basic restrictions and exposure limit values related to human exposure to electromagnetic fields in the frequency range from 30 MHz to 6 GHz: hand-held and body mounted devices in close proximity to the human body | EN 50566 (2017) | ISO 17025
7030 | Radio disturbance characteristics for the protection of receivers used on board vehicles, boats, and on devices - Limits and methods of measurement | IEC/CISPR 25, Ed. 3.0 (2008-03) | ISO 17025
7031 | Radio Equipment Directive (RED) Testing - Notified Body Services | Annex III, Conformity Assessment Modules B and C | ISO 17025
7032 | Road vehicles -- Component test methods for electrical disturbances from narrowband radiated electromagnetic energy -- Part 10: Immunity to conducted disturbances in the extended audio frequency range | ISO 11452-10 (2009) | ISO 17025
7033 | Road vehicles -- Component test methods for electrical disturbances from narrowband radiated electromagnetic energy -- Part 2: Absorber-lined shielded enclosure | ISO 11452-2 (2019) | ISO 17025
7034 | Road vehicles - Component test methods for electrical disturbances from narrowband radiated electromagnetic energy - Part 4: Harness excitation methods | ISO 11452-4 (2011) | ISO 17025
7035 | Road vehicles -- Test methods for electrical disturbances from electrostatic discharge | ISO 10605 (2008) | ISO 17025
7036 | Road vehicles &mdash; Test methods for electrical disturbances from electrostatic discharge AMENDMENT 1 | ISO 10605 (2008) + A1 (2014) | ISO 17025
7037 | Short Range Devices (SRD); Radio equipment to be used in the 1 GHz to 40 GHz frequency range; Harmonised Standard for access to radio spectrum | ETSI EN 300 440 V2.2.1 (2018-07) | ISO 17025
7038 | The Third Generation Mobile Telecommunication Terminal Equipment Technical Specifications | PLMN08 (2018) | ISO 17025
7039 | Ultra-Low Power (ULP) Wireless Medical Capsule Endoscopy Devices Operating in the 430-440 MHz Band | RSS-246, Issue 1 (March 2019) | ISO 17025
7040 | Vehicles, boats and internal combustion engines - Radio disturbance characteristics - Limits and methods of measurement for the protection of on-board receiver - Annex J - ALSE performance validation 150 kHz to 1 GHz | IEC/CISPR 25 (2016) | ISO 17025
7041 | Vehicles, Boats and Other Devices Propelled by an Internal Combustion Engine, Electrical Means or Both; Includes updates on e-labelling (Nov 2014) and diesel engine transition period (Feb 2017) | ICES-002 Issue 6, A1 (Mar 2013) | ISO 17025
7042 | White Space Devices (WSDs) | RSS-222, Issue 2 (January 2020) | ISO 17025
7043 | Wideband transmission systems; Data transmission equipment operating in the 2.4 GHz band; Harmonised Standard for access to radio spectrum | ETSI EN 300 328 V2.2.2 (2019-07) | ISO 17025
7044 | Wireless power transmission systems, using technologies other than radio frequency beam in the 19-21 kHz, 59-61 kHz, 79-90 kHz, 100-300 kHz, 6,765-6,795 kHz ranges; Harmonised Standard covering the essential requirements of article 3.2 of Directive 2014/53/EU | ETSI EN 303 417 V1.1.1 (2017-09) | ISO 17025
7045 | Zone enhancers | RSS-131, Issue 3 (May 2017) | ISO 17025
7046 | Assessment of electronic and electrical equipment related to human exposure restrictions for electromagnetic fields (0 Hz to 300 GHz) | EN IEC 62311 (2020) | ISO 17025
7047 | EMC Testing | ACA Standard 2007 + A1 (2011), ACA Standard 2013, RSS-102, Issue 5 (March 2015), FCC KDB 447498 D02 (October 23, 2015), FCC KDB 447498 D01 (October 23, 2015), EN 50360 (2001) +A1 (2012), IEC 62209-2 Ed. 1.0 (2010-03), EN 62209-2:2010, FCC KDB 865664 D01 (August 7, 2015), SAR MEASUREMENT REQUIREMENTS FOR 100 MHz TO 6 GHz, IEEE 1528:2013, RRA Public Notification 2017-8 (Aug. 28 2017), IEEE Std C95.3 (2002), KCC Public Notification 2012-1. K only (Jan 5, 2012), OET Bulletin 65, Edition 97-01 (August 1997), OET Bulletin 65, Edition 97-01 | ISO 17025
7048 | Low-power Radio-frequency Devices - Technical Regulations | LP0002 (July 2020) | SAC 17025
7049 | South African Bureau of Standards (SABS) | SABS | ISO 17025
7050 | Galvanic Corrosion for Medical Implants | ASTM F3044 | ISO 17025
7051 | Abdominal Aortic Aneurysm (AAA) - Radial Fatigue | n/a | n/a
7052 | Bone Plates - Static and Dynamic Fatigue Bend Testing | ASTM F382 | ISO 17025
7053 | Cardiac & Endovascular Device - Durability & Fatigue Testing (implantable cardiovascular device testing, stents, heart valves and pacemaker leads, Stents, grafts, occluders, neurostimulator leads, bioresorbable polymeric and metal devices, balloons, guidewires, catheters, and many other implantable endovascular prostheses) | various | ISO 17025
7054 | Catheter Testing - Simulated use testing, Tip pull, flexibility and kink resistance, and torque strength, Dimensional verification, Balloon rated burst pressure testing, Balloon fatigue testing, Catheter bond strength, Catheter body burst pressure, contrast media flow rate) | ISO 10555 -1, -3, -4, -5, ASTM F623 | ISO 17025
7055 | Characterization and Presentation of the Dimensional Attributes of Vascular Stents | ASTM F2081-06 (2013) | ISO 17025
7056 | Coating Inspection and Acute Particulate Characterization of Coated Drug-Eluting Vascular Stent Systems | ASTM F2743-11 | ISO 17025
7057 | Compression | ISO 25539-1-Amendment 1, D.5.3.11 | ISO 17025
7058 | Constant Amplitude of Force Controlled Fatigue Testing of Acrylic Bone Cement Materials | ASTM F2118-14 | ISO 17025
7059 | Crush Resistance | ISO 25539-1-Amendment 1, D.5.3.9 | ISO 17025
7060 | Cyclic Fatigue Testing of Metal Tibial Tray Components of Total Knee Joint Replacements | ASTM F1800-12 | ISO 17025
7061 | Cyclic Potentiodynamic Polarization Measurements to Determine the Corrosion Susceptibility of Small Implant Devices | ASTM F2129-15 | ISO 17025
7062 | Determination of Circumferential Tensile Strength | ISO 7198:1998, 8.3.1; ISO 25539-1-Amendment 1, D.5.3.8 | ISO 17025
7063 | Determination of circumferential tensile strength | n/a | n/a
7064 | Determination of Dynamic Compliance | ISO 7198:1998, 8.10 | ISO 17025
7065 | Determination of dynamic compliance | n/a | n/a
7066 | Determination of Kink Diameter/Radius | ISO 7198:1998, 8.9 | ISO 17025
7067 | Determination of kink radius | n/a | n/a
7068 | Determination of Longitudinal Strength | ISO 7198:1998, 8.3.2; ISO 25539-1-Amendment 1, D.5.3.12 | ISO 17025
7069 | Determination of Total Knee Replacement Constraint | ASTM F1223-14 | ISO 17025
7070 | Dynamic fatigue test for endosseous dental implants | ISO 14801 | ISO 17025
7071 | Endoscopic Evaluation (Visual Only) | In-House Method WI 99134 | ISO 17025
7072 | Evaluating Knee Bearing (Tibial Insert) Endurance and Deformation Under High Flexion | ASTM F2777-10 | ISO 17025
7073 | Evaluating Mobile Bearing Knee Tibial Baseplate Rotational Stops | ASTM F2722-15 | ISO 17025
7074 | Evaluation of particulates associated with vascular medical devices | AAMI TIR42 | ISO 17025
7075 | Functional, Kinematic, and Wear Assessment of Total Disc Prostheses | ASTM F2423-11 | ISO 17025
7076 | Gravimetric Measurement of Polymeric Components for Wear Assessment | ASTM F2025 | ISO 17025
7077 | Guidewire Testing | ISO 11070 | ISO 17025
7078 | Heart Valve Device Testing - Heart valve durability testing, Stent strut fatigue testing, Heart valve frame fatigue | ISO 5840-1, ISO 5840-2, ISO 5840-3, ISO 5910 | ISO 17025
7079 | Hi Speed Video (Visual Evaluation) | In-House Method WI 99134 | ISO 17025
7080 | Implants for surgery -- Partial and total hip joint prostheses -- Part 4: Determination of endurance properties and performance of stemmed femoral components | ISO 7206-4: 2010 | ISO 17025
7081 | Intrinsic Elastic Recoil of Balloon-Expandable Stents | ASTM F2079-09 (2013) | ISO 17025
7082 | In-Vitro Axial, Bending, Torsion Durability Testing of Vascular Stents | ASTM F2942-13 | ISO 17025
7083 | In-Vitro Curved Pulsatile Durability Testing of Vascular Stents | ASTM F2477-07; ISO 25539-1-Amendment 1; ISO 7198:1998 | ISO 17025
7084 | In-Vitro Pulsatile Durability Testing of Vascular Stents | ASTM F2477-07; ISO 25539-1-Amendment 1; ISO 7198:1998 | ISO 17025
7085 | In-Vitro Simulated Gait Motion for Intravascular Devices | In-House Method WI 99134 | ISO 17025
7086 | In-Vitro Simulated Tension/Compression for Intravascular Devices | In-House Method WI 99134 | ISO 17025
7087 | Laboratory Immersion Corrosion Testing of Metals | ASTM G31-12a | ISO 17025
7088 | Linear Bending Durability | n/a | n/a
7089 | Linear-Elastic Plane-Strain Fracture Toughness K1C - Metallic Materials | ASTM E399-12e3 | ISO 17025
7090 | Measurement of Fatigue Crack Growth Rates | ASTM E647-15e1 | ISO 17025
7091 | Mechanical and Functional Characterization of Nucleus Devices | ASTM F2789-10 (2015) | ISO 17025
7092 | Migration Resistance | ISO 25539-1-Amendment 1, D.5.3.13 | ISO 17025
7093 | Nickel Ion Release Testing |  | ISO 17025
7094 | Nickel Leaching | n/a | n/a
7095 | Occipital Cervical Thoracic Spinal Implant Constructs in a Vertebrectomy Model | ASTM F2706 | ISO 17025
7096 | Occluder & Closure Device Testing |  | ISO 17025
7097 | Pacemaker Lead Testing | BS EN 45502-2-2, IEC 60601-1, IEC 60601-2-10, IEC 62353, ISO 5841-3, ISO 14708-1, ISO 14708-2, ISO 14708-3 | ISO 17025
7098 | Particle Counting and Analysis | n/a | n/a
7099 | Particulate Matter in Injections | USP 788 | ISO 17025
7100 | Pull Test for Modular Components | ISO 25539-1-Amendment 1, D.5.3.14 | ISO 17025
7101 | Pull Test for Modular Components | n/a | n/a
7102 | Pulsatile Durability | n/a | n/a
7103 | Securement of Balloon Expandable Vascular Stent Mounted on Delivery System | ASTM F2394-07 (2013) | ISO 17025
7104 | Silicone Mock Vessels |  | ISO 17025
7105 | Simulated Torsion Testing | n/a | n/a
7106 | Simulator Lead Testing | n/a | n/a
7107 | Standard Guide for Evaluating Modular Hip and Knee Joint Components | ASTM F1814-15 | ISO 17025
7108 | Standard Specification and Test Methods for Intramedullary Fixation Devices | ASTM F1264-16 | ISO 17025
7109 | Standard Specification and Test Methods for Metallic Bone Staples | ASTM F564-10 (2015) | ISO 17025
7110 | Standard Specification and Test Methods for Metallic Medical Bone Screws | ASTM F543-13e1 | ISO 17025
7111 | Standard Specifications and Test Methods for Components Used in the Surgical Fixation of the Spinal Skeletal System | ASTM F2193-14 | ISO 17025
7112 | Standard Test Method for Conducting Potentiodynamic Polarization Resistance Measurements | ASTM G59-97 (2014) | ISO 17025
7113 | Standard Test Methods for Spinal Implant Constructs in a Vertebrectomy Model | ASTM F1717-15 | ISO 17025
7114 | Static and Dynamic Characterization of Spinal Artificial Discs | ASTM F2346-05 (2011) | ISO 17025
7115 | Static and Fatigue Properties of Interconnection Mechanisms and Subassemblies Used in Spinal Arthrodesis Implants | ASTM F1798-13 | ISO 17025
7116 | Stent & Graft Inspection (Visual, Digital microscopy, Endoscopes, High-speed video, Strobe light, Media sampling for nickel ion release and particulate analysis) | n/a | ISO 17025
7117 | Stent & Graft Testing - Pulsatile durability testing, Axial fatigue testing, Bending and torsion durability testing, Torsion fatigue testing, Vascular graft tests | ASTM F2477, ISO 25539-1, ISO 25539-2, ISO 7198, ASTM F2942, ISO 25539-1 and ISO 25539-2, ASTM F2942 and ISO 25539-2, ASTM F2942, ISO 25539-1, and ISO 25539-2, ISO 7198, ASTM F2081, ASTM F2079, ASTM F2394, ASTM F2516, ASTM F2606, ASTM F3067, ISO 25539-1 and ISO 25539-2, ISO 25539-1 and ISO 25539-2 | ISO 17025
7118 | Sternal Closure Strength and Endurance Tests | n/a | n/a
7119 | Strength Characterization Testing | n/a | n/a
7120 | Strength of Stent Attachment to System to Graft | ISO 25539-1-Amendment 1, D.5.3.17 | ISO 17025
7121 | Test Methods For Intervertebral Body Fusion Devices | ASTM F2077-14 | ISO 17025
7122 | Three-Point Bending of Balloon Expandable Vascular Stents and Stent Systems | ASTM F2606-08 (2014) | ISO 17025
7123 | Torsion Testing - Wire | ASTM A938 | ISO 17025
7124 | Torsion Testing - Wire | ISO 7800: 2012 | ISO 17025
7125 | Total knee-joint prostheses, Part 1: Determination of endurance properties of knee tibial trays | ISO 14879 | ISO 17025
7126 | Transcatheter and Percutaneous Heart Valve Testing – Axial Fatigue | n/a | n/a
7127 | Wear of total intervertebral spinal disc prostheses | ISO 18192-1&2 | ISO 17025
7128 | Wear of total knee-joint prostheses | ISO 14243 | ISO 17025
7129 | Wear Testing of Polymeric Materials Used in Total Joint Prostheses | ASTM F732-00(2011) | ISO 17025
7130 | Deionized Water Testing |  | ISO 17025
7131 | Density of polymers |  | ISO 17025
7132 | Flame AA – Atomic Absorption and Graphite Furnace (GFAA) |  | ISO 17025
7133 | Ignition Temperature Testing of Plastics | ASTM D1929 | ISO 17025
7134 | Inductively Coupled Plasma - ICP-QQQ – Triple Quad ICP – PPM Elemental Breakdown |  | ISO 17025
7135 | Melt Flow Rate (MFR/MFI) | ASTM D1238 | ISO 17025
7136 | Time-of-flight mass spectrometry (TOFMS) |  | ISO 17025
7137 | Polymer Failure Analysis |  | ISO 17025
7138 | Spray Foam Insulation - Training and qualification for installers |  | ISO 17025
7139 | “Spray Foam insulation” testing |  | ISO 17025
7140 | Accelerated Aging |  | ISO 17025
7141 | Accelerated Weathering |  | ISO 17025
7142 | Accelerated Weathering / Aging | ASTM D2126, MIL STD 810E, AATCC 16.2, AATCC 16.3, ASTM D1171, ASTM D1499, ASTM D2247, ASTM D2565, ASTM D4459, ASTM D4587, ASTM D4798/D4798M, ASTM D518 (Withdrawn), ASTM E408, ASTM F1980, ASTM G152, ASTM G153, ASTM G154, ASTM G155, CAN/CGSB 1-GP-71, Method 122.1, CAN/CGSB 1-GP-71, Method 122.13, CAN/CGSB-4.2 No. 69, JIS D 0205, MIL STD 810E, MIL STD 810F, NISSAN NES M0135, SAE J1885 (Cancelled Jan 2008, Superseded by J2412), SAE J1960 (Cancelled Jan 2008, Superseded by J2527), SAE J2412, SAE J2527, SAE J575, Toyota TSH1585G | ISO 17025
7143 | Carbon arc testing - Sunshine Carbon Arc Weather-Ometers (SWOM) |  | ISO 17025
7144 | Cone Calorimetry | n/a | ISO 17025
7145 | DIN 75220 – Ageing of automotive components in solar simulation units | DIN 75220 | ISO 17025
7146 | Drive in UV test chamber |  | ISO 17025
7147 | Façade Testing – Weathering/Aging |  | ISO 17025
7148 | Fenestration Product Air Leakage |  | ISO 17025
7149 | Heat and Visible Smoke Release Rates for Materials and Products Using an Oxygen Consumption Cone Calorimeter | ASTM E1354 | ISO 17025
7150 | Heating and Cooling Systems Testing | ANSI/ASHRAE 55, ASHRAE 117 (Withdrawn), ASHRAE 72, CAN/CSA C191, CAN/CSA C439, CAN/CSA C742, CAN/CSA C827, CAN/CSA P.10, CAN/CSA P.3, CAN/CSA P.7, CAN/CSA P.9, CAN/ULC-S110, ASHRAE 93, CAN/CSA F378, CAN/CSA F379.1, CAN/CSA F379.2, EN 12975-2, EN ISO 9806, ICC 901 / SRCC 100, SRCC 600 (withdrawn), SRCC TM-1 | ISO 17025
7151 | Hurricane force Wind Simulation |  | ISO 17025
7152 | HVAC Testing – Cooling Efficiency |  | ISO 17025
7153 | Insulating Glass Manufacturers Association of Canada – IGMA |  | ISO 17025
7154 | K factor testing |  | ISO 17025
7155 | Mineral wool insulation testing |  | ISO 17025
7156 | NRCAN – Natural Resources Canada (Solar and UV) |  | ISO 17025
7157 | Photovoltaic Testing |  | ISO 17025
7158 | Pyranometer – Solar irradiance on a planar surface |  | ISO 17025
7159 | qSun |  | ISO 17025
7160 | QUV Testing |  | ISO 17025
7161 | R Value Testing for fenestration products |  | ISO 17025
7162 | Roof and Shingle Wind Uplift Testing |  | ISO 17025
7163 | Roof Snow Load Testing |  | ISO 17025
7164 | Solar Irradiation | SAE J575 | ISO 17025
7165 | Solar panel tests – short circuit & operating output (10 year test to verify efficiency and effectiveness) |  | ISO 17025
7166 | Solar radiation flux density |  | ISO 17025
7167 | Sun Simulation/Simulator/Solar Loading |  | ISO 17025
7168 | Surface Burning Characteristics of Building Materials (Steiner Tunnel) | ASTM E84 | ISO 17025
7169 | Thermal Properties & Insulation Materials Testing | CAN/CGSB-4.2 No. 78.1, AC 12 Sec. 3.0 and 4.0, AC 187 Sec. 3.0 and 4.0, AC 263 Sec. 3.0, AC 377 Sec. 3.0, ASTM C1029, ASTM C1101/C1101M, ASTM C1104/C1104M, ASTM C1289, ASTM C1303/C1303M, ASTM C209, ASTM C335/C335M, ASTM C356, ASTM C411, ASTM C421, ASTM C447, ASTM C518, ASTM C520, ASTM C533, ASTM C534/C534M, ASTM C547, ASTM C553, ASTM C578, ASTM C591, ASTM C610, ASTM C612, ASTM C653, ASTM C656, ASTM C665, ASTM C687, ASTM C726, ASTM C764, ASTM C991, CAN/ULC-S701, CAN/ULC-S702, CAN/ULC-S703, CAN/ULC-S704, CAN/ULC-S705.1, CAN/ULC-S705.2, CAN/ULC-S706, CAN/ULC-S710.1, CAN/ULC-S710.2, CAN/ULC-S711.1, CAN/ULC-S711.2, CAN/ULC-S712.1, CAN/ULC-S770, MIL-I-2781F, AC 02 Sec. 3.0 | ISO 17025
7170 | Thermal resistance of building systems |  | ISO 17025
7171 | Thermal transmittance and condensation resistance for Building products (windows, doors, walls, etc.) |  | ISO 17025
7172 | Thermal Validation Testing - Fenestration products (Doors, windows, insulation, walls, etc.) |  | ISO 17025
7173 | Ultraviolet exposure (UV) |  | ISO 17025
7174 | UV Exposure/Testing (a-c waves) |  | ISO 17025
7175 | Vibration and Thermal Shock | MIL STD 202F Sect. 103B, MIL STD 202F Sect.201A, MIL STD 202F Sect.204D, MIL STD 202G Sect.103B, MIL STD 202G Sect.201A, MIL STD 202G Sect.204D, MIL STD 810E Sect. 500.3, MIL STD 810E 501.3, MIL STD 810E 502.3, MIL STD 810E 507.3,MIL STD 810E 514.4, MIL STD 810E, 516.4, MIL STD 810F 501.4, MIL STD 810F 502.4, MIL STD 810F 507.4, MIL STD 810F 500.4, MIL STD 810F 514.4, MIL STD 810F 516.5, MIL STD 810G 501.5, MIL STD 810G 502.5, MIL STD 810G 507.5, MIL STD 810G 500.5, MIL STD 810G 514.6, MIL STD 810G 516.6, RTCA/DO-160D Section 5, RTCA/DO-160D Section 8, RTCA/DO-160D Section 7, RTCA/DO-160E Section 5, RTCA/DO-160E Section 8, RTCA/DO-160E Section 7, RTCA/DO-160F Section 5, RTCA/DO-160F Section 8, RTCA/DO-160F Section 7, ISTA 7D | ISO 17025
7176 | Wind Load Simulation |  | ISO 17025
7177 | Window Fogging Test |  | ISO 17025
7178 | Window Moisture Resistance |  | ISO 17025
7179 | Xenon arc testing |  | ISO 17025
7180 | Reaction to Fire - Mattress Evaluations | 16 CFR Part 1632.4, 16 CFR Part 1632.5, 16 CFR Part 1632.6, 16 CFR Part 1633, California TB 106, CAL TB 117-2013-Section 1, CAL TB 117-2013-Section 2, CAL TB 117-2013-Section 3, California TB 121, California TB 129, California TB 133, California TB 603 | ISO 17025
7181 | Reaction to Fire - Textile Products | CAN/CGSB-4.2 No. 27.1, CAN/CGSB-4.2 No. 27.2, CAN/CGSB-4.2 No. 27.4, CAN/CGSB-4.2 No. 27.5, ASTM D 1230, 16 CFR Part 1610, CAN/CGSB-4.2 No. 27.6, CAN/CGSB-4.2 No. 27.7, CAN/CGSB-4.2 No. 27.10, Standard FF 5-74 (16 CFR Part 1615), ASTM D 6413, CAN/ULC-S109, NFPA 701-2015, CAN/CGSB-155.1, CAN/CGSB-155.20, CAN/CGSB-155.22, CAN/CGSB-4.2 No. 78.1, ASTM D 4108, UFAC (NFPA 260), CPAI 84, California Admin. Code Title 19 - Chapter 1237.1, California Admin. Code Title 19 - Chapter 1237.3 | ISO 17025
7182 | Reaction to Fire - Transportation | FAR 25.853(a)(i), FAR 25.853(a)(ii), 14 CFR 25 Appendix F. Part 1, AR 25.853(a)(iv), FAR 25.853(a)(iv), 14 CFR Part 25 Appendix F. Part V ONLY (FAR 25.853(d) Part V), 14 CFR Part 25, Appendix F. Part V (FAR 25.853(d) Part V), FAR 25.853 Appendix F. Part (b)(6), FAR 25.853 Appendix F. Part (b)(6), ASTM C 1166, ASTM D 3675, ASTM E 162, ASTM E 648, ASTM E 662, ASTM E 970, ASTM E 1354, Boeing BSS 7239, Bombardier SMP 800-C Rev. 6, CMVSS/FMVSS 302, ICEA S-19, CPSC, CPISA, NBCC, CMVSS, IBC | ISO 17025
7183 | Reaction to Fire -Building Products | CAN/ULC-S102, CAN/ULC-S102.2, CAN/ULC-S102.3, ASTM E 84, UL 723, CAN/ULC-S127, CAN/ULC-S129, ASTM E 1354, CAN/ULC-S135, ISO 5660-1, CAN/ULC-S114, CAL TB 117-2013-Section 4, CAN/ULC-S137, ASTM D 568, ASTM D 635, ASTM D 2863-95, ASTM E 659, UL 94 V- 6th Edition, UL 94 HB–6th Edition, UL 94 5VA or 5VB–6th Edition, UL 94 VTM–6th Edition, UL 94 HBF–6th Edition, 49 CFR | ISO 17025
7184 | ASTM E1537 - Fire Testing of Upholstered Furniture |  | ISO 17025
7185 | California Burn Room - CPSC, CPISA, NBCC, CMVSS, IBC |  | ISO 17025
7186 | Critical radiant flux | ASTM E648 | ISO 17025
7187 | FAA Burn Room |  | ISO 17025
7188 | Oxygen Index Testing |  | ISO 17025
7189 | Smoke & toxicity testing |  | ISO 17025
7190 | Adhesion Testing |  | ISO 17025
7191 | Adhesive Tape Peel Testing | ASTM D3330 method A | n/a
7192 | Bridge Bearing Evaluation – Mechanical Testing of polymers |  | ISO 17025
7193 | Building Envelope and Fenestration Testing | ASTM E529, ASTM E564, ASTM C1401, ASTM E2568, ASTM E2570, CAN/ULC-S716.1, AAMA 1503, AAMA 501.1, AAMA 501.5, AAMA 503, AAMA 508, AAMA 509, AAMA 910, AAMA 920, AAMA/WDMA/CSA-101/1.S.2/A440, AC 07 Sec. 4.0, AC 174 Sec. 3.0 and 4.0, AC 213 Sec. 4.0, AC 39 Sec. 3.0 and 4.0, ANSI Z97.1, ASTM C1199, ASTM C1201/C1201M, ASTM C1363, ASTM E1017 (Withdrawn), ASTM E1105, ASTM E1233/E1233M, ASTM E1424, ASTM E1592, ASTM E1677, ASTM E196, ASTM E2273, ASTM E2322, ASTM E2353, ASTM E2357, ASTM E2358, ASTM E2485/E2485M, ASTM E2486/E2486M, ASTM E283, ASTM E330/E330M, ASTM E331, ASTM E547, ASTM E72, ASTM E783, ASTM E894, ASTM E907 (withdrawn 2013), ASTM E935, ASTM E985 (withdrawn), ASTM E987, ASTM E997, ASTM F1233, ASTM F588, ASTM F842, AAMA 1304, ASTM E2068, BS EN 14179-1, CAN/CGSB-12.1, CAN/CGSB-12.11, CAN/CGSB-12.13, CAN/CGSB-12.2, CAN/CGSB-12.20, CAN/CGSB-12.3, CAN/CGSB-12.5 (Withdrawn), CAN/CGSB-82.1 (Withdrawn), CAN/CGSB-82.5 (Withdrawn), CAN/CGSB-82.6 (Withdrawn), CAN/CSA A440.2, CAN/ULC-S742, CGSB 82-GP-3M (Withdrawn), CGSB 82-GP-4M (Withdrawn), CPSC16/CFR1201, CSA A123.21, CSSBI 12M, GANA Section 1, JIS K 6785, NAFS-1, NFRC 100, NFRC 101, NFRC 102, NFRC 200, NFRC 201, NFRC 202, NFRC 300, NFRC 400, NFRC 500, NFRC 501, ASTM E2188, ASTM E2189, ASTM E2190, ASTM E2649, ASTM E546, ASTM E576, ASTM E773 (Withdrawn). ASTM E774, Withdrawn), CAN/CGSB-12.8, AAMA 501.2, ASTM D1336 | ISO 17025
7194 | Building Material Physical Characterization | AATCC 127, AC 114 Sec. 4.0, AC 168 Sec. 4.0, AC 310 Sec. 4.0, AC 342 Sec. 3.0, AC 38 Sec. 3.3.4 and 4.0, AC 48 Sec. 4.0, AC 71 Sec. 3.0, ASTM C1028 (withdrawn Feb 2014), ASTM C1185, ASTM C1304, ASTM C1305, ASTM C1335, ASTM C1382, ASTM C1396/C1396M, ASTM C1511, ASTM C1559, ASTM C165, ASTM C167, ASTM C203, ASTM C272/C272M, ASTM C297/C297M, ASTM C302, ASTM C303, ASTM C367/C367M, ASTM C446 (Withdrawn), ASTM C473, ASTM C550, ASTM C67, ASTM C79/C79M (Withdrawn), ASTM C836/C836M, ASTM D1037, ASTM D1056, ASTM D1621, ASTM D1622/D1622M, ASTM D1623, ASTM D1761, ASTM D1970/D1970M, ASTM D2136, ASTM D2444, ASTM D2842, ASTM D3045, ASTM D3359, ASTM D3363, ASTM D3389, ASTM D3574, ASTM D4060, ASTM D4073, ASTM D4216, ASTM D4226, ASTM D4434/D4434M, ASTM D4495, ASTM D4541, ASTM D5147/D5147M, ASTM D5420, ASTM D6109, ASTM D618, ASTM D7031, ASTM D751, ASTM D882, ASTM D897, ASTM D903, ASTM E2098/E2098M, ASTM E2134, ASTM E2321, ASTM E2359/E2539M, ASTM E96/E96M, ASTM F1066, ASTM F1303, ASTM F1344, ASTM F137, ASTM F1700, ASTM F1913, ASTM F386, BS EN 12430, CAN/CGSB-37.54 (Withdrawn), CAN/CGSB-37.58 (Withdrawn), CAN/CGSB-41.24 (Withdrawn), CAN/CGSB-51.32, CAN/CGSB-51.33, CAN/CGSB-51.34, CAN/CSA A370, CAN/CSA A82.20.2, CGSB 37-GP-52M (Withdrawn), CGSB 37-GP-54M (Withdrawn), CGSB 37-GP-56M (Withdrawn), Federal Specification L-F-001641, ANSI/BHMA A156.18, ASTM C1036, ASTM D5206, ASTM D7032, ASTM E2178, ASTM F970, CAN/CGSB-75.1, Section 7.2.7 (Withdrawn), CAN/ULC-S741 | ISO 17025
7195 | Bus Durability – Vibration Simulation |  | ISO 17025
7196 | Door slam test – durability of doors, hinges, and locks |  | ISO 17025
7197 | Dynatup Drop Weight Tear Testing – DWTT | ASTM E436 | ISO 17025
7198 | Furniture Testing - Constant force pounding, vibration/transport simulation, burst & pressure testing | ANSI/BIFMA X5.1, ANSI/BIFMA X5.3, ANSI/BIFMA X5.4, ANSI/BIFMA X5.5, ANSI/BIFMA X5.6, ANSI/BIFMA X5.9, ANSI/KCMA A161.1, ASTM E661, BIFMA X5.11, BIFMA/CMD 1, CAN/CGSB-44.227, CAN/CGSB-44.229, CAN/CGSB-44.232, CAN/CSA S269.2 (withdrawn), CKCA Standard, GPD-10, GPD-2, GPD-6, PD-1, PD-3, PD-4, SEFA-8M, SEFA-8W, SOHO S6.5 | ISO 17025
7199 | MAST Multi Axis Simulation Table |  | ISO 17025
7200 | PVC Polymer Testing |  | ISO 17025
7201 | Railing testing – durability, strength, bend, crush, etc. |  | ISO 17025
7202 | Road Load Simulation |  | ISO 17025
7203 | Robotic simulator – Force/deflection using automated robotics |  | ISO 17025
7204 | Shatter testing of glass |  | ISO 17025
7205 | Very low load tensile testing – down to 1 lbf |  | ISO 17025
7206 | Packaging and Shipping Materials (drop Shock, etc.) | ASTM D4169, ASTM D4332, ASTM D4728, ASTM D5276, ASTM D6055, ASTM D6179, ASTM D6653/D6653M, ASTM D880, ASTM D999, ISTA 1A, ISTA 1B, ISTA 1C, ISTA 1D, ISTA 1E, ISTA 1G, ISTA 1H, ISTA 2A, ISTA 2B, ISTA 3E, ISTA-6 Samsclub | ISO 17025
7207 | Thermal Analysis - Differential Scanning Calorimetry (DSC) - Used to measure: glass transition temperature (Tg), crystallization temperature (Tc), and melting temperature or melting point; crystallinity, curing, Oxidative Induction Time (OIT), specific heat capacity, etc. |  | ISO 17025
7208 | Thermal Analysis - Thermogravimetric Analysis (TGA) - Measures mass loss, weight change, thermal stability, ocidation, and combustion |  | ISO 17025
7209 | Engines Testing | Client Specific
7210 | Flammability of medical gowns | ASTM F2100 Method 9.5, CAN/ULC-S109, and NFPA 701 Methods 1 and 2 | n/a
7211 | Flammability of medical masks | 16 CFR Part 1610 | n/a
7212 | Smoke tests | ASTM E662:2013 | ISO 17025
7213 | Standard for Fixed Guideway Transit and Passenger Rail Systems | NFPA 130 | ISO 17025
7214 | Surface Flammability of Flexible Cellular Materials Using a Radiant Heat Energy Source | ASTM D3675 | ISO 17025
7215 | Infrared Thermography |  | ISO 17025
7216 | Limiting Oxygen Index (LOI)​ | ASTM D2863 | ISO 17025
7217 | Accelerated Weathering / Aging | ASTM D2126, MIL STD 810E, AATCC 16.2, AATCC 16.3, ASTM D1171, ASTM D1499, ASTM D2247, ASTM D2565, ASTM D4459, ASTM D4587, ASTM D4798/D4798M, ASTM D518 (Withdrawn), ASTM E408, ASTM F1980, ASTM G152, ASTM G153, ASTM G154, ASTM G155, CAN/CGSB 1-GP-71, Method 122.1, CAN/CGSB 1-GP-71, Method 122.13, CAN/CGSB-4.2 No. 69, JIS D 0205, MIL STD 810E, MIL STD 810F, NISSAN NES M0135, SAE J1885 (Cancelled Jan 2008, Superseded by J2412), SAE J1960 (Cancelled Jan 2008, Superseded by J2527), SAE J2412, SAE J2527, SAE J575, Toyota TSH1585G | ISO 17025
7218 | Altitude Testing | n/a
7219 | Full-scale building envelope assembly testing | n/a
7220 | Heating and Cooling Systems Testing | ANSI/ASHRAE 55, ASHRAE 117 (Withdrawn), ASHRAE 72, CAN/CSA C191, CAN/CSA C439, CAN/CSA C742, CAN/CSA C827, CAN/CSA P.10, CAN/CSA P.3, CAN/CSA P.7, CAN/CSA P.9, CAN/ULC-S110, ASHRAE 93, CAN/CSA F378, CAN/CSA F379.1, CAN/CSA F379.2, EN 12975-2, EN ISO 9806, ICC 901 / SRCC 100, SRCC 600 (withdrawn), SRCC TM-1 | ISO 17025
7221 | High/Low Temperature + Humidity | various | ISO 17025
7222 | HVAC system testing - Heat Energy Recovery Ventilator (HERV) |  | ISO 17025
7223 | Hygrothermal modeling & analysis | ASHRAE 160
7224 | Light-exposure and light-and-water-exposure apparatus (open-flame carbon-arc type) | JIS B 7753 | ISO 17025
7225 | Mazda Test Method for Plastic Materials | MES MN 201B | ISO 17025
7226 | Mazda Test Method for Window Glass Adhesives | MES MN 350M | ISO 17025
7227 | Methods of Test for Coating of Synthetic Resin | NES M 0141 | ISO 17025
7228 | Solar Absorptance, Reflectance, Emittance and Transmittance | ASTM E903, ASTM E408, ASTM E1980 | ISO 17025, NSTF, SRCC, FSEC
7229 | Solar Testing & Simulation ( National Solar Test Facility NSTF) - accredited by the Solar Rating and Certification Corporation (SRCC) and the Florida Solar Energy Center (FSEC) | MIL-STD 810E (method 505.4 -solar radiation test conditions), DIN 75 220, IEC 60904-9 Class A | ISO 17025, NSTF, SRCC, FSEC
7230 | Standard practice for filtered open-flame carbon-arc exposures of plastics | ASTM D1499 | ISO 17025
7231 | Surface Flammability of Materials Using a Radiant Heat Energy Source | ASTM E162 | n/a
7232 | Test Method of Weatherability for Automotive Parts | JIS D 0205 | ISO 17025
7233 | Thermal Properties & Insulation Materials Testing | CAN/CGSB-4.2 No. 78.1, AC 12 Sec. 3.0 and 4.0, AC 187 Sec. 3.0 and 4.0, AC 263 Sec. 3.0, AC 377 Sec. 3.0, ASTM C1029, ASTM C1101/C1101M, ASTM C1104/C1104M, ASTM C1289, ASTM C1303/C1303M, ASTM C209, ASTM C335/C335M, ASTM C356, ASTM C411, ASTM C421, ASTM C447, ASTM C518, ASTM C520, ASTM C533, ASTM C534/C534M, ASTM C547, ASTM C553, ASTM C578, ASTM C591, ASTM C610, ASTM C612, ASTM C653, ASTM C656, ASTM C665, ASTM C687, ASTM C726, ASTM C764, ASTM C991, CAN/ULC-S701, CAN/ULC-S702, CAN/ULC-S703, CAN/ULC-S704, CAN/ULC-S705.1, CAN/ULC-S705.2, CAN/ULC-S706, CAN/ULC-S710.1, CAN/ULC-S710.2, CAN/ULC-S711.1, CAN/ULC-S711.2, CAN/ULC-S712.1, CAN/ULC-S770, MIL-I-2781F, AC 02 Sec. 3.0 | ISO 17025
7234 | Vibration and Thermal Shock | MIL STD 202F Sect. 103B, MIL STD 202F Sect.201A, MIL STD 202F Sect.204D, MIL STD 202G Sect.103B, MIL STD 202G Sect.201A, MIL STD 202G Sect.204D, MIL STD 810E Sect. 500.3, MIL STD 810E 501.3, MIL STD 810E 502.3, MIL STD 810E 507.3,MIL STD 810E 514.4, MIL STD 810E, 516.4, MIL STD 810F 501.4, MIL STD 810F 502.4, MIL STD 810F 507.4, MIL STD 810F 500.4, MIL STD 810F 514.4, MIL STD 810F 516.5, MIL STD 810G 501.5, MIL STD 810G 502.5, MIL STD 810G 507.5, MIL STD 810G 500.5, MIL STD 810G 514.6, MIL STD 810G 516.6, RTCA/DO-160D Section 5, RTCA/DO-160D Section 8, RTCA/DO-160D Section 7, RTCA/DO-160E Section 5, RTCA/DO-160E Section 8, RTCA/DO-160E Section 7, RTCA/DO-160F Section 5, RTCA/DO-160F Section 8, RTCA/DO-160F Section 7, ISTA 7D | ISO 17025
7235 | Weatherability and Light Resistance Test Methods for Synthetic Resin Parts | NES M 0135 | ISO 17025
7236 | Classification for Rating Sound Insulation | ASTM E413 | ISO 17025
7237 | AREMA Ballast Impact Testing | AREMA | ISO 17025
7238 | Building Envelope and Fenestration Testing | ASTM E529, ASTM E564, ASTM C1401, ASTM E2568, ASTM E2570, CAN/ULC-S716.1, AAMA 1503, AAMA 501.1, AAMA 501.5, AAMA 503, AAMA 508, AAMA 509, AAMA 910, AAMA 920, AAMA/WDMA/CSA-101/1.S.2/A440, AC 07 Sec. 4.0, AC 174 Sec. 3.0 and 4.0, AC 213 Sec. 4.0, AC 39 Sec. 3.0 and 4.0, ANSI Z97.1, ASTM C1199, ASTM C1201/C1201M, ASTM C1363, ASTM E1017 (Withdrawn), ASTM E1105, ASTM E1233/E1233M, ASTM E1424, ASTM E1592, ASTM E1677, ASTM E196, ASTM E2273, ASTM E2322, ASTM E2353, ASTM E2357, ASTM E2358, ASTM E2485/E2485M, ASTM E2486/E2486M, ASTM E283, ASTM E330/E330M, ASTM E331, ASTM E547, ASTM E72, ASTM E783, ASTM E894, ASTM E907 (withdrawn 2013), ASTM E935, ASTM E985 (withdrawn), ASTM E987, ASTM E997, ASTM F1233, ASTM F588, ASTM F842, AAMA 1304, ASTM E2068, BS EN 14179-1, CAN/CGSB-12.1, CAN/CGSB-12.11, CAN/CGSB-12.13, CAN/CGSB-12.2, CAN/CGSB-12.20, CAN/CGSB-12.3, CAN/CGSB-12.5 (Withdrawn), CAN/CGSB-82.1 (Withdrawn), CAN/CGSB-82.5 (Withdrawn), CAN/CGSB-82.6 (Withdrawn), CAN/CSA A440.2, CAN/ULC-S742, CGSB 82-GP-3M (Withdrawn), CGSB 82-GP-4M (Withdrawn), CPSC16/CFR1201, CSA A123.21, CSSBI 12M, GANA Section 1, JIS K 6785, NAFS-1, NFRC 100, NFRC 101, NFRC 102, NFRC 200, NFRC 201, NFRC 202, NFRC 300, NFRC 400, NFRC 500, NFRC 501, ASTM E2188, ASTM E2189, ASTM E2190, ASTM E2649, ASTM E546, ASTM E576, ASTM E773 (Withdrawn). ASTM E774, Withdrawn), CAN/CGSB-12.8, AAMA 501.2, ASTM D1336 | ISO 17025
7239 | Building Material Physical Characterization | AATCC 127, AC 114 Sec. 4.0, AC 168 Sec. 4.0, AC 310 Sec. 4.0, AC 342 Sec. 3.0, AC 38 Sec. 3.3.4 and 4.0, AC 48 Sec. 4.0, AC 71 Sec. 3.0, ASTM C1028 (withdrawn Feb 2014), ASTM C1185, ASTM C1304, ASTM C1305, ASTM C1335, ASTM C1382, ASTM C1396/C1396M, ASTM C1511, ASTM C1559, ASTM C165, ASTM C167, ASTM C203, ASTM C272/C272M, ASTM C297/C297M, ASTM C302, ASTM C303, ASTM C367/C367M, ASTM C446 (Withdrawn), ASTM C473, ASTM C550, ASTM C67, ASTM C79/C79M (Withdrawn), ASTM C836/C836M, ASTM D1037, ASTM D1056, ASTM D1621, ASTM D1622/D1622M, ASTM D1623, ASTM D1761, ASTM D1970/D1970M, ASTM D2136, ASTM D2444, ASTM D2842, ASTM D3045, ASTM D3359, ASTM D3363, ASTM D3389, ASTM D3574, ASTM D4060, ASTM D4073, ASTM D4216, ASTM D4226, ASTM D4434/D4434M, ASTM D4495, ASTM D4541, ASTM D5147/D5147M, ASTM D5420, ASTM D6109, ASTM D618, ASTM D7031, ASTM D751, ASTM D882, ASTM D897, ASTM D903, ASTM E2098/E2098M, ASTM E2134, ASTM E2321, ASTM E2359/E2539M, ASTM E96/E96M, ASTM F1066, ASTM F1303, ASTM F1344, ASTM F137, ASTM F1700, ASTM F1913, ASTM F386, BS EN 12430, CAN/CGSB-37.54 (Withdrawn), CAN/CGSB-37.58 (Withdrawn), CAN/CGSB-41.24 (Withdrawn), CAN/CGSB-51.32, CAN/CGSB-51.33, CAN/CGSB-51.34, CAN/CSA A370, CAN/CSA A82.20.2, CGSB 37-GP-52M (Withdrawn), CGSB 37-GP-54M (Withdrawn), CGSB 37-GP-56M (Withdrawn), Federal Specification L-F-001641, ANSI/BHMA A156.18, ASTM C1036, ASTM D5206, ASTM D7032, ASTM E2178, ASTM F970, CAN/CGSB-75.1, Section 7.2.7 (Withdrawn), CAN/ULC-S741 | ISO 17025
7240 | Canadian Kitchen Cabinet Association (CKCA) - We perform testing for the CKCA only. Customers who want CKCA certification need to start the process with CKCA, who will contact us to perform testing | n/a
7241 | Criteria for testing Impact and Non-Impact Resistant Building Envelope Components Using Uniform Static Air Pressure | TAS 202 | ISO 17025
7242 | Furniture Testing | ANSI/BIFMA X5.1, ANSI/BIFMA X5.3, ANSI/BIFMA X5.4, ANSI/BIFMA X5.5, ANSI/BIFMA X5.6, ANSI/BIFMA X5.9, ANSI/KCMA A161.1, ASTM E661, BIFMA X5.11, BIFMA/CMD 1, CAN/CGSB-44.227, CAN/CGSB-44.229, CAN/CGSB-44.232, CAN/CSA S269.2 (withdrawn), CKCA Standard, GPD-10, GPD-2, GPD-6, PD-1, PD-3, PD-4, SEFA-8M, SEFA-8W, SOHO S6.5 | ISO 17025
7243 | Laboratory measurement of sound insulation of building elements — Part 2: Measurement of airborne sound insulation | ISO 10140-2 | ISO 17025
7244 | Missile Impact Test | TAS 201 | ISO 17025
7245 | Performance Requirements for Plastic Chairs for Outdoor Use (UV exposure, tensile, etc.) | ASTM F​1561 | ISO 17025
7246 | Specification for Determining the Vertical Loading Resistance of Side-Hinged Door Systems | AAMA 925 | ISO 17025
7247 | Specification for Rotary & Linear Operators in Window Applications | AAMA 901 | ISO 17025
7248 | Specification for the Acoustical Rating of Exterior Windows, Doors, Skylights and Glazed Wall Sections | AAMA 1801 | ISO 17025
7249 | Standard Egress Window Systems for Utilization in Manufactured Housing | AAMA 1704 | ISO 17025
7250 | Standard for Utilization in Manufactured Housing for Primary Windows and Sliding Glass Doors | AAMA 1701 | ISO 17025
7251 | Standard Practice for Determining the Acoustical Performance of Windows, Doors, Skylight, and Glazed Wall Systems | ASTM E1425 | ISO 17025
7252 | Standard Specification for Performance of Exterior Windows, Curtain Walls, Doors, and Impact Protective Systems Impacted by Windborne Debris in Hurricanes | ASTM E1996 | ISO 17025
7253 | Standard Test Method for Performance of Exterior Windows, Curtain Walls, Doors, and Impact Protective Systems Impacted by Missile(s) and Exposed to Cyclic Pressure Differentials | ASTM E1886 | ISO 17025
7254 | Standard Test Method for Solar Transmittance (Terrestrial) of Sheet Materials Using Sunlight | ASTM E1084 | ISO 17025
7255 | Standard Test Method for Sound Absorption and Sound Absorption Coefficients by the Reverberation Room Method | ASTM C423 | ISO 17025
7256 | Standard Test Method for Temperature Calibration of Thermomechanical Analyzers | ASTM E1363 | ISO 17025
7257 | Standard Test Methods for Solar Energy Transmittance and Reflectance (Terrestrial) of Sheet Materials | ASTM E424 | ISO 17025
7258 | Test Method for Laboratory Heat Build-Up Effects on Fenestration Products | AAMA 1506 | ISO 17025
7259 | Incline Package Testing | n/a
7260 | Packaging and Shipping Materials | ASTM D4169, ASTM D4332, ASTM D4728, ASTM D5276, ASTM D6055, ASTM D6179, ASTM D6653/D6653M, ASTM D880, ASTM D999, ISTA 1A, ISTA 1B, ISTA 1C, ISTA 1D, ISTA 1E, ISTA 1G, ISTA 1H, ISTA 2A, ISTA 2B, ISTA 3E, ISTA-6 Samsclub | ISO 17025
7261 | Adequacy of Fusion of Extruded Poly(Vinyl Chloride) (PVC) Pipe and Molded Fittings by Acetone Immersion | ASTM D2152 | SCC / ISO 17025
7262 | Apparent density of rigid cellular plastics | ASTM D1622 | SCC / ISO 17025
7263 | Ash content | ISO 3451 | SCC / ISO 17025
7264 | Cell count size | ASTM AMS 3711 | SCC / ISO 17025
7265 | Cleaning Validation Support |  | ISO 17025, FDA registered, DEA licensed, GMP compliant
7266 | Coefficient of linear thermal expansion | ASTM D696 | SCC / ISO 17025
7267 | Cutting fluids/Coolant qualification - Fluid impact on coated/uncoated surfaces, on metals, rubbers, plastics, sealants, corrosive impact, flash point, heat/cold/storage stability | AIMS 12-10-000, BAC 5008, BAMS 569-001 | SCC / ISO 17025
7268 | Density - Wt./Gallon | ASTM D 1475 | SCC / ISO 17025
7269 | Density of plastics by the density-gradient technique | ASTM D1505 - 18 | SCC / ISO 17025
7270 | Density of sandwich core materials | ASTM C271 | SCC / ISO 17025
7271 | Deterioration in an air oven | ASTM D573 | SCC / ISO 17025
7272 | Dry Film Thickness - Micrometer | ASTM D 1005 | SCC / ISO 17025
7273 | Dynamic Mechanical Properties | ASTM D4065 | SCC / ISO 17025
7274 | Effect of liquids | ASTM D471 | SCC / ISO 17025
7275 | Elemental Impurities / Heavy Metals Testing <232>/<233> ICH Q3D | USP <232>/<233> | ISO 17025
7276 | Glass Delamination | USP <1660> | SCC / ISO 17025
7277 | Hand Sanitizer Testing - % Alcohol & Ethenol Content by GC-FID (Acetaldehyde, Benzene, Methanol) | USP 611 Method II; USP 42 | SCC / ISO 17025
7278 | Melt flow rates by extrusion plastometer | ASTM D1238 - 13 | SCC / ISO 17025
7279 | Near Infrared FTIR analysis (NIR FTIR) *No Gas Analysis* | various | SCC / ISO 17025
7280 | Non volatile Content Varnish by wt. | ASTM D 1644 | SCC / ISO 17025
7281 | Nonvolatile by Volume | ASTM D 2697 | SCC / ISO 17025
7282 | Open Cell content for Rigid Cellular Plastics | ASTM D6226 | SCC / ISO 17025
7283 | Particle Size (PSD) | USP <429> | ISO 17025, GMP/cGMP, GLP
7284 | Product Chemistry - ICH Q1A(R2) Stability Studies | ICH Q1A(R2) | ISO 17025, FDA registered, DEA licensed, GMP compliant
7285 | Residual hydrogen peroxide testing on medical masks |  | SCC / ISO 17025
7286 | Solid State Characterization (Polymorphism, XRD, DSC, Microscopy) |  | ISO 17025, GMP/cGMP, GLP
7287 | Specific gravity and density by displacement | ASTM D792 | SCC / ISO 17025
7288 | Static and kinetic coefficients of friction of film and sheeting | ASTM D1894 | SCC / ISO 17025
7289 | Surface Area | USP <846> | SCC / ISO 17025
7290 | Surface Tension | ASTM D 1331 | SCC / ISO 17025
7291 | Volatile Content by wt. | ASTM D 2369 | SCC / ISO 17025
7292 | Volatile Organic Content (VOC) | ASTM D 3960/EPA 24 | SCC / ISO 17025
7293 | Water absorption, 24 hour or 2 hour | ASTM D570 | SCC / ISO 17025
7294 | Water absorption, long term immersion | ASTM D570 | SCC / ISO 17025
7295 | Water absorption, repeated immersion | ASTM D570 | SCC / ISO 17025
7296 | X-Ray Diffraction (XRD) | USP <941> | SCC / ISO 17025
7297 | Dimensional changes of sheeting or film at elevated temperatures | ASTM D1204 | SCC / ISO 17025
7298 | Linear Dimensional Changes of Plastics | ASTM D1042 | SCC / ISO 17025
7299 | Durometer hardness | ASTM D2240 | SCC / ISO 17025
7300 | Indentation hardness using Barcol impressor | ASTM D2583 | SCC / ISO 17025
7301 | 90 Degree Peel Resistance of Adhesives | ASTM D6862 | SCC / ISO 17025
7302 | Adhesion - Tape Test | ASTM D 3359 | SCC / ISO 17025
7303 | Adhesion of Pressure-Sensitive Tape to Fiberboard at 90°, for CCMC Technical Guide 07281 only | ASTM D2860 | SCC / ISO 17025
7304 | Adhesion to flexible substrates | ASTM D413 | SCC / ISO 17025
7305 | Adhesion to rigid substrates | ASTM D429 | SCC / ISO 17025
7306 | Apparent interlaminar shear strength by short-beam method | ASTM D2344 | SCC / ISO 17025
7307 | Apparent Shear Strength of Single-Lap Joint Adhesively Bonded Metal (10 prepared and cut specimens) | ASTM D1002 | SCC / ISO 17025
7308 | Bond or Cohesive Strength | ASTM D952 | SCC / ISO 17025
7309 | Brittleness temp. | ASTM ASTM D746, ASTM D2137 | SCC / ISO 17025
7310 | Brittleness temperature by impact - pass/fail | ASTM D746 | n/a
7311 | Brittleness temperature pass/fail | ASTM D746 | SCC / ISO 17025
7312 | Charpy impact resistance | ASTM D6110 | SCC / ISO 17025
7313 | Climbing Drum Peel for honeycomb | ASTM D1781 | SCC / ISO 17025
7314 | Compression set | ASTM D395 | SCC / ISO 17025
7315 | Compressive properties |  | SCC / ISO 17025
7316 | Compressive properties of rigid cellular plastics | ASTM D1621 | SCC / ISO 17025
7317 | Compressive Strength and Modulus | ASTM C365 | SCC / ISO 17025
7318 | Deflection temperature under load under 300°C | ASTM D648 | SCC / ISO 17025
7319 | Environmental stress-crack resistance of ethylene plastics | ASTM D1693 | SCC / ISO 17025
7320 | External loading characteristics by parallel-plate loading | ASTM D2412 | SCC / ISO 17025
7321 | Flexural properties | ASTM D790 | SCC / ISO 17025
7322 | Four Point Bending | ASTM D6272 | SCC / ISO 17025
7323 | Functionality Testing: Actuation Force (Pumps, Nasal Sprays, MDIs), Syringe Break and Glide Force, Gel Strength (Bloom Value), Needle Penetration Force, Patch Peel Strength, Tablet Crush Strength, Implant Deployment, Mechanical Properties of Biomaterials |  | SCC / ISO 17025
7324 | Gardner Impact | ASTM D 2794 | SCC / ISO 17025
7325 | Impact resistance by striker impacted by falling weight (Gardner impact) | ASTM D5420 | SCC / ISO 17025
7326 | Impact resistance of plastic film by free-falling dart method | ASTM D1709 | SCC / ISO 17025
7327 | Initial tear resistance of film and sheeting (add specimen preparation cost when required, $90 per 10 specimens) | ASTM D1004 | SCC / ISO 17025
7328 | Izod impact resistance | ASTM D256 | SCC / ISO 17025
7329 | Lap Shear–bonded metal specimens (10 specimens test only) | ASTM D1002 | SCC / ISO 17025
7330 | Lap Shear–bonded metal specimens (5 specimens test only | BATS 3460 | SCC / ISO 17025
7331 | Peel Adhesion of Pressure-Sensitive Tape at 180° (A666 panel) | ASTM D3330 | SCC / ISO 17025
7332 | Peel Adhesion of Pressure-Sensitive Tape at 180°(backing/tyvek) | ASTM D3330 | SCC / ISO 17025
7333 | Peel or Stripping Strength of Adhesive Bonds | ASTM D 903 | SCC / ISO 17025
7334 | Peel Resistance of Adhesives (T-Peel Test) | ASTM D1876 | SCC / ISO 17025
7335 | Pressure-Sensitive Adhesive-Coated Tapes | ASTM D1000 | SCC / ISO 17025
7336 | Shear properties of sandwich core materials | ASTM C273 | SCC / ISO 17025
7337 | Shear strength by punch tool | ASTM D732 | SCC / ISO 17025
7338 | Static and Kinetic (Dynamic) Coefficients of Friction of Plastic Film and Sheeting | ASTM D1894 | n/a
7339 | Tear strength | ASTM D624 | SCC / ISO 17025
7340 | Tear-propagation of film and sheeting by single-tear method | ASTM D1938 | SCC / ISO 17025
7341 | Tensile properties | ASTM D638 | SCC / ISO 17025
7342 | Tensile properties | ASTM D412 | SCC / ISO 17025
7343 | Tensile Properties of Adhesive Bonds | ASTM D897 | SCC / ISO 17025
7344 | Tensile properties of rigid cellular plastics | ASTM D1623 | SCC / ISO 17025
7345 | Tensile properties of thin sheeting and film (add specimen preparation cost when required, $90 per 5 specimens) | ASTM D882 | SCC / ISO 17025
7346 | Tensile Strength and Elongation of Pressure-Sensitive Tapes | ASTM D3759 | SCC / ISO 17025
7347 | Tensile strength, flatwise, of sandwich constructions (5 specimens includes bonding) | ASTM C297 | SCC / ISO 17025
7348 | Tensile-impact energy to break | ASTM D1822 | SCC / ISO 17025
7349 | Thickness of Pressure-Sensitive and Gummed Tapes | ASTM D3652 | SCC / ISO 17025
7350 | Unnotched cantilever beam impact strength | ASTM D4812 | SCC / ISO 17025
7351 | Scanning Electron Microscopy/Energy Dispersive X-Ray Spectoscopy (SEM/EDS) | n/a | SCC / ISO 17025
7352 | Photostability Testing | FDA/ICH Q1B – Option 2 ONLY | SCC / ISO 17025
7353 | (Ethylenedinitrilo)tetraacetic Acid by ACS10/S3 - pg 315, 90 g | Assay,Ca & Mg (by ICPMS, not validated),Calcium and Magnesium,GENERAL DESCRIPTION,Heavy Metals 1 (requires Sample Solution E),Insoluble in Dilute Ammonium Hydroxide,Iron 1 (requires Sample Solution E),Nitrilotriacetic Acid,Residue After Ignition ,Sample Solution E | SCC / ISO 17025
7354 | (Ethylenedinitrilo)tetraacetic Acid, Disodium Salt Dihydrate by ACS10/S3 - pg 318, 90 g | Assay,GENERAL DESCRIPTION,Heavy Metals 1 (requires Sample Solution E),Insoluble Matter,Iron 1 (requires Sample Solution E),Nitrilotriacetic Acid,pH of a 5% Solution at 25.0 °C,Sample Solution E (required for Heavy Metals and Iron) | SCC / ISO 17025
7355 | 1,4-Dioxane by ACS10/S3 | See Dioxane | SCC / ISO 17025
7356 | 10 Metals as in <231> - Pb, Hg, As, Cd, Sb, Bi, Cu, Mo, Ag, Sn, 15 Metals - Pb, Hg, As, Cd, Cr, Cu, Mo, Ni, Pd, Pt, V, Os, Rh, Ru, Ir, 4 Metals - Pb, Hg, As, Cd, Metals Screen,Heavy Metals by ICPMS | <233> | SCC / ISO 17025
7357 | 1-Butanol by ACS | See Butyl Alcohol | SCC / ISO 17025
7358 | 2-Ethylhexanoic Acid | 2.4.28 | SCC / ISO 17025
7359 | 4-(Methylamino)phenol Sulfate by ACS10/S3 - pg 439, 25 g | Assay,GENERAL DESCRIPTION,Residue After Ignition (Page 26),Suitability for Determination of Phosphate | SCC / ISO 17025
7360 | 4,5-Dihydroxy-3-(4-sulfophenylazo)-2,7-naphthalene Disulfonic Acid, Trisodium Salt | See SPADNS | SCC / ISO 17025
7361 | 4-Aminoantipyrine by ACS10/S3 - pg 143, 10 g | Assay,GENERAL DESCRIPTION,Loss on Drying,Residue after Ignition,Sensitivity to Phenol | SCC / ISO 17025
7362 | 4-Epianhydrotetracycline | <226> | SCC / ISO 17025
7363 | Absorbance (2.2.25) (requires Solution S),Acidity or Alkalinity (requires Solution S),Ammonium (2.4.1) (requires Solution S),Appearance of Solution (2.2.1 and 2.2.2 II) (requires Solution S),CHARACTERS,Extractable Heavy Metas (2.4.8) (requires Solution S),Extractable Zinc (by ICPMS, not validated) (requires Solution S),Fragmentation,Identification A,Identification B (2.2.24),Identification C (2.4.16),Penetrability,Reducing Substances (requires Solution S),Residue on Evaporation (requires Solution S),Rubber Closures for Containers for Aqueous Parenteral Preparations, for Powders and for Freeze-Dried Powders,Self-Sealing Test,Solution S (requires autoclave),Volatile Sulphides (requires autoclave) | 3.2.9 | SCC / ISO 17025
7364 | Absorbance (2.2.25) (requires Solution S),Acidity or Alkalinity (requires Solution S),Appearance of Solution S (2.2.1& 2.2.2, II) (requires Solution S),Plastic Containers for Aqueous Solutions for Infusion,Reducing Substances (requires Solution S),Solution S by MODIFIED EP (EP requires autoclave),Transparancy (2.2.1) (requires Solution S) | 3.2.2.1 | SCC / ISO 17025
7365 | Absorbance (2.2.25) (requires Solution S1),Acidity or Alkalinity (requires S1),Al, Cr, Ti, V, Zn by ICPMS (not validated) (requires S3),Amides and Stearates (2.2.27) (need more info.),Appearance of Solution (2.2.1 and 2.2.2 II) (requires S1),CHARACTERS,Extractable heavy Metals (2.4.8) (requires S3),Identification A (2.2.24),Identification B (see specific tests),Identification C,Non-Phenolic Antioxidants (2.2.27) (need more info.),Phenolic Antioxidants (2.2.29) (need more info.),Polypropylene for Containers and Closures for preparations for Parenteral and Ophthalmic Use - 400 g,Reducing Substances (requires S1),Solution S1,Solution S2,Solution S3,Substances Soluble in Hexane,Sulfated Ash (2.4.14) | 3.1.6 | SCC / ISO 17025
7366 | Absorbance (2.2.25) (requires Solution S1),Acidity or Alkalinity,Additives (2.2.27),Appearance of Solution (2.2.1 and 2.2.2 II),CHARACTERS,Extractable Heavy Metals (2.4.8),Identification A (2.2.24),Identification B (see specific tests),Polyethylene without Additives for Containers for Preparations for Parenteral use and for Ophthalmic Preparations, 300 g,Reducing Substances,Solution S1,Solution S2,Solution S3,Substances Soluble in Hexane,Sulfated Ash (2.4.14) | 3.1.4 | SCC / ISO 17025
7367 | Absorption Spectrophotometry, Infrared | 2.2.24 | SCC / ISO 17025
7368 | Absorption Spectrophotometry, Ultraviolet & Visible | 2.2.25 | SCC / ISO 17025
7369 | Acacia by FCC | see Gum Arabic | SCC / ISO 17025
7370 | Acacia, Spray Dried by EP7/S8 - pg 1301, 25 g (250 g if Apparent Viscosity also needed) | Apparent Viscosity (2.2.9),CHARACTERS,Glucose and Fructose,Identification A,Identification B (requires Glucose and Fructose),Identification C,Loss on Drying (2.2.32),Microbial Contamination,Solution S,Starch, Dextrin, and Agar (requires Solution S),Sterculia Gum A,Sterculia Gum B,Tannins (requires Solution S),Total Ash (2.4.16),Tragacanth (requires Glucose and Fructose) | SCC / ISO 17025
7371 | Acepromazine Maleate by USP36/S2 - pg 2290, 15 g | Assay (requires Water),Identification A <197A>,Identification B ,Melting Range or Temperature <741>,Organic Impurities,pH <791>,Residual Solvents <467> (if required),Residue on Ignition <281>,USP Acepromazine Maleate RS.,Water Determination <921> I | SCC / ISO 17025
7372 | Acesulfame Potassium by FCC8/S3 - pg 9, 40 g | Assay,DESCRIPTION,Fluoride III,Identification A,Identification B - Ultraviolet Absorption,Identification C - Infrared Absorption,Lead,Loss on Drying,Organic Impurities,pH,USP Acesulfame Potassium RS. | SCC / ISO 17025
7373 | Acetaminophen and Tramadol Hydrochloride Tablets by USP36 | ADD MONOGRAPH TESTS WHEN NEEDED | SCC / ISO 17025
7374 | Acetaminophen by USP36/S2 - pg 5927, 20 g | Assay (requires Loss on Drying),Free p-Aminophenol,Heavy Metals <231> II,Identification A <197A>,Identification B,Loss on Drying <731>,Organic Impurities,Residual Solvents <467> (if required),Residue on Ignition <281>,USP Acetaminophen RS, USP Acetaminophen Related Compound B RS, USP Acetaminophen Related Compound C RS, USP Acetaminophen Related Compound D RS, USP Related Compound J RS, USP 4-Aminophenol RS | SCC / ISO 17025
7375 | Acetaminophen Tablets by USP36/S2 - pg 2295, 100 Tablets | Assay,Dissolution <711>,Identification A,Identification B <201>,Residual Solvents <467> (if required),Uniformity of Dosage Units <905>,USP Acetaminophen RS. | SCC / ISO 17025
7376 | Acetate,Aluminum,Ammonium,Antimony,Barium,Benzoate,Bicarbonate,Bismuth,Bisulfite,Borate,Bromide,Calcium,Carbonate,Chlorate,Chloride,Citrate,Cobalt,Copper,Ferrous Salts,Hypophosphite,Identification -,Iodide,Iron,Lactate,Lead,Lithium,Magnesium,Manganese,Mercury,Nitrate,Nitrite,Oxalate,Permanganate,Peroxide,Phosphate,Potassium,Salicylate,Silver,Sodium,Sulfate,Sulfite,Tartrate,Thiocyanate,Thiosulfate,Zinc | <191> | SCC / ISO 17025
7377 | Acetates (a),Acetates (b),Acetyl,Alkaloids,Aluminum,Amines, Primary Aromatic,Ammonium Salts,Ammonium Salts and Salts of Volatile Bases,Antimony,Arsenic,Barbiturates, Non-Nitrogen Substituted,Benzoates (a),Benzoates (b),Benzoates (c),Bismuth (a),Bismuth (b),Bromides (a),Bromides (b),Calcium (a),Calcium (b),Carbonates and Bicarbonates,Chlorides (a),Chlorides (b),Citrates,Esters,Identification,Iodides (a),Iodides (b),Iron (a),Iron (b),Iron (c),Lactates,Lead (a),Lead (b),Magnesium,Mercury (a),Mercury (b),Nitrates,Phosphates (Orthophosphates) (a),Phosphates (Orthophosphates) (b),Potassium (a),Potassium (b),Salicylates (a),Salicylates (b),Silicates,Silver,Sodium (a),Sodium (b),Sulfates (a),Sulfates (b),Tartrates (a),Tartrates (b),Xanthines,Zinc | 2.3.1 | SCC / ISO 17025
7378 | Acetic Acid by NF31/S2 - pg 1867, 150 mL | Assay,Chloride,Heavy Metals <231>,Identification A - Acetate <191>,Nonvolatile Residue,Readily Oxidizable Substances,Residual Solvents <467> (if required),Sulfate | SCC / ISO 17025
7379 | Acetic Acid in Peptides | <503> | SCC / ISO 17025
7380 | Acetic Acid in Synthetic Peptides | 2.5.34 | SCC / ISO 17025
7381 | Acetic Acid, Glacial by ACS10/S3 - pg 126, 750 mL | Assay and Acetic Anhydride (requires Water Content),Chloride ,Color (APHA),Dilution Test,GENERAL DESCRIPTION,Heavy Metals 1,Iron 1,Residue after Evaporation ,Substances Reducing Dichromate,Substances Reducing Permanganate,Sulfate,Titrable Base,Water Content (by Volumetric-KF Titration, not validated) | SCC / ISO 17025
7382 | Acetic Acid, Glacial by EP7/S8 - pg 1311, 150 mL | Appearance (2.2.1 & 2.2.2, II) (requires Solution S),Assay,CHARACTERS,Chlorides (2.4.4) (requires Solution S),Freezing Point (2.2.18),Heavy Metals (2.4.8, A),Identification A (2.2.4),Identification B - Acetates (2.3.1, b),Iron (2.4.9),Reducing Substances,Residue on Evaporation,Solution S,Sulfates (2.4.13) (requires Solution S) | SCC / ISO 17025
7383 | Acetic Acid, Glacial by FCC8/S3 - pg 12, 100 mL | Assay,DESCRIPTION,Identification - Acetate,Lead (by ICPMS, not validated),Lead I,Nonvolatile Residue,Readily Oxidizable Substances,Solidification Point | SCC / ISO 17025
7384 | Acetic Acid, Glacial by JP16/S1 - pg 320, 100 mL | Assay <2.50>,Congealing Point <2.42>,DESCRIPTION,Identification <1.09> Acetate,Purity (1) Chloride,Purity (2) Sulfate,Purity (3) Heavy Metals <1.07>,Purity (4) Potassium Permanganate-Reducing Substances,Purity (5) Non-Volatile Residue | SCC / ISO 17025
7385 | Acetic Acid, Glacial by USP36/S2 - pg 2329, 100 mL | Assay,Chloride <221>,Congealing Temperature <651>,Heavy Metals <231>,Identification - Acetate <191>,Limit of Nonvolatile Residue,Readily Oxidizable Substances,Residual Solvents <467> (if required),Sulfate <221> | SCC / ISO 17025
7386 | Acetic Anhydride by ACS10/S3 - pg 129, 400 mL | Assay,Chloride (requires Sample Solution A),GENERAL DESCRIPTION,Heavy Metals I (requires Sample Solution A),Iron I (requires Sample Solution A),Phosphate I (requires Sample Solution A),Residue after Evaporation,Sample Solution A,Substances Reducing Permanganate (requires Sample Solution A),Sulfate III (requires Sample Solution A) | SCC / ISO 17025
7387 | Acetone by ACS10/S3 - pg 130, 1 L | Aldehyde,Assay, Isopropyl Alcohol, and Methanol (requires Water 1),Color (APHA),Residue after Evaporation,Solubility in Water,Substances Reducing Permanganate,Titratable Acid (requires Solubility in Water),Titratable Base,Ultraviolet Spectrophotometry,Water 1 | SCC / ISO 17025
7388 | Acetone by EP7/S8 - pg 1312, 300 mL | Acidity or Alkalinity,Appearance of Solution (2.2.1 & 2.2.2, II),CHARACTERS,Identification A,Identification B,Identification C,Matter Insoluble in Water (2.2.1),Reducing Substances,Related Substances (2.2.28),Relative Density (2.2.5),Residue on Evaporation,Water (2.5.12) | SCC / ISO 17025
7389 | Acetone by FCC8/S3 - pg 14, 1 L | Acidity (as Acetic Acid),Aldehydes (as Formaldehyde),Alkalinity (as Ammonia),Assay,DESCRIPTION,Distillation Range,Identification,Lead (by ICPMS, not validated),Lead I,Methanol,Nonvolatile Residue,Phenols,Refractive Index,Solubility in Water,Specific Gravity,Substances Reducing Permanganate,Water | SCC / ISO 17025
7390 | Acetone by NF31/S2 - pg 1868, 500 mL | Assay,Identification A - Infrared Absorption <197F> (requires USP Acetone RS.),Identification B,Nonvolatile Residue,Readily Oxidizable Substances,Residual Solvents <467> (if required),Specific Gravity <841>,USP Acetone RS., USP Methyl Alcohol RS.,Water | SCC / ISO 17025
7391 | Acetonitrile by ACS10/S3 - pg 132, 3 L | Assay (requires Water 1),Color (APHA),Extraction-Concentration Suitability,GENERAL DESCRIPTION,Liquid Chromatography Suitability,Residue after Evaporation,Titratable Acid,Titratable Base,Ultraviolet Spectrophotometry,Water 1 | SCC / ISO 17025
7392 | Acetylcysteine by EP7/S8 - pg 1313, 25 g | Appearance of Solution (2.2.1 & 2.2.2, II) (requires Solution S),Assay [requires Loss on drying (2.2.32)],CHARACTERS,EP Acetylcysteine CRS., EP Acetylcysteine Impurity C CRS., EP Acetylcysteine Impurity D CRS.,Heavy Metals (2.4.8, C),Identification A [requires Loss on Drying (2.2.32)],Identification B (2.2.14),Identification C (2.2.24),Identification D,Identification E (requires Solution S),Loss on Drying (2.2.32),pH (2.2.3) (requires Solution S),Related Substances (2.2.29),Solution S,Specific Optical Rotation (2.2.7) [requires Loss on Drying (2.2.32)],Sulfated Ash (2.4.14),Zinc (2.2.23, II) | SCC / ISO 17025
7393 | Acetylcysteine by USP36/S2 - pg 2334, 25 g | Assay (requires Loss on Drying),Heavy Metals <231> II,Identification A - Infrared Absorption <197A>,Loss on Drying <731>,pH <791>,Residual Solvents <467> (if required),Residue on Ignition <281>,Specific Rotation <781S> (requires Loss on Drying),USP Acetylcysteine RS., L-Phenylalanine RS. | SCC / ISO 17025
7394 | Acetylsalicylic Acid | See Aspirin | SCC / ISO 17025
7395 | Acid Value | 2.5.1 | SCC / ISO 17025
7396 | Acidity,Heavy Metals,Identification A,Identification B (2.2.4),Identification C,Identification D (2.4.14 and 2.3.1),Mineral Oils,Phenylated Compounds (2.2.6) (Refractive Index),Silicone Oil Used as a Lubricant by EP2001 - pg 456, 50 g,Viscosity (2.2.10),Volatile Matter | 3.1.8 | SCC / ISO 17025
7397 | Acid-neutralizing Capacity | <301> | SCC / ISO 17025
7398 | Acyclovir by USP36/S2 - pg 2338, 1 g | Assay and Limit for Guanine (requires Water),Identification A <197A>,Identification B,Ordinary Impurities <466>,Residual Solvents <467> (if required),USP Acyclovir RS.,Water <921> I | SCC / ISO 17025
7399 | Adenine by USP36/S2 - pg 2345, 20 g | Assay (requires Loss on Drying),Heavy Metals <231> II,Identification - Infrared Absorption <197A>,Loss on Drying <731>,Nitrogen Content <461> II (requires Loss on Drying),Organic Impurities (requires Loss on Drying),Residual Solvents <467> (if required),Residue on Ignition <281>,USP Adenine RS. | SCC / ISO 17025
7400 | Adenosine by USP36/S2 - pg 2346, 30 g ***SEE ERRATA IN BOOK*** | Assay,Heavy Metals <231> II,Identification A - Infrared Absorption <197A>,Loss on Drying <731>,Melting Range or Temperature <741>,Organic Impurities,Residual Solvents <467> (if required),Residue on Ignition <281>,Specific Rotation <781S> (requires Loss on Drying),USP L-Adenosine RS. | SCC / ISO 17025
7401 | Aerosols, Metered-dose Inhalers, and Dry Powder Inhalers | <601> | SCC / ISO 17025
7402 | Air, Medical by USP36/S2 - pg 2348 check tests for volume - need at least 4 Liters - see other notes below | Assay - WCAS Fixed Gases (not validated),Carbon Dioxide,Carbon Monoxide,Limit of Nitric Oxide and Nitrogen Dioxide,Odor,Sulfur Dioxide,Water and Oil | SCC / ISO 17025
7403 | Air, Medicinal by EP7/S8 - pg 1331, check tests for volume - need at least 4 liters - see other notes below | Assay (not validated),Carbon Dioxide (Drager Tube, not validated),Carbon Monoxide (Drager Tube, not validated),CHARACTERS,Nitrogen Monoxide and Nitrogen Dioxide (not validated),Oil,Oil (USP Water and Oil),Sulfur Dioxide (Drager Tube, not validated),Water (Drager Tube, not validated) | SCC / ISO 17025
7404 | Alanine by EP7/S8 - pg 1334, 25 g | Ammonium (2.4.1, B),Appearance of Solution (2.2.1 & 2.2.2, II) (requires Solution S),Assay [requires Loss on drying (2.2.32)],CHARACTERS,Chlorides (2.4.4) (requries Solution S),EP Alanine CRS., EP Glycine CRS.,Heavy Metals (2.4.8, A),Identification A (2.2.7) [requires Loss on Drying (2.2.32)],Identification B (2.2.24),Identification C,Identification D,Iron (2.4.9),Loss on Drying (2.2.32),Ninhydrin-Positive Substances (2.2.27),Solution S,Specific Optical Rotation (2.2.7) [requires Loss on Drying (2.2.32)],Sulfated Ash (2.4.14),Sulfates (2.4.13) (requires Solution S) | SCC / ISO 17025
7405 | Alanine by USP36/S2 - pg 2349, 50 g | Assay (requires Loss on Drying),Chloride <221>,Heavy Metals <231> I,Identification - Infrared Absorption <197A>,Iron <241>,Loss on Drying <731>,Organic Impurities,pH <791>,Residual Solvents <467> (if required),Residue on Ignition <281>,Specific Rotation <781S> (requires Loss on Drying),Sulfate <221>,USP L-Alanine RS., USP Glycine RS. | SCC / ISO 17025
7406 | Albuterol by USP36/S2 - pg 2352, 10 g | Assay (requires Water),Identification A <197A>,Identification B <197U>,Organic Impurities,Residual Solvents <467> (if required),Residue on Ignition <281>,USP Albuterol RS.,Water <921> I | SCC / ISO 17025
7407 | Albuterol Sulfate by USP36/S2 - pg 2352, 10 g ***SEE ERRATA*** | Assay (requires Water),Chromatographic Purity <621>,Identification A <197A>,Identification B <197U>,Identification C - Sulfate <191>,Identification D,Residual Solvents <467> (if required),Residue on Ignition <281>,USP Albuterol Sulfate RS, Albuterol Related Compound A RS.,Water <921> I | SCC / ISO 17025
7408 | Alcohol by EP | see Ethanol by EP | SCC / ISO 17025
7409 | Alcohol by USP36/S2 - pg 2357, 2 L ***SEE ERRATA IN BOOK*** | Acidity or Alkalinity,Clarity of Solution,Color of Solution,Identification A,Identification B - Infrared Absorption <197F> (requires USP Alcohol RS.),Limit of Nonvolatile Residue,Organic Impurities,Residual Solvents <467> (if required),Specific Gravity <841>,Ultraviolet Absorption,USP Alcohol RS. | SCC / ISO 17025
7410 | Alcohol, Dehydrated by USP36/S2- pg 2358, 2 L | Acidity or Alkalinity,Clarity of Solution,Color of Solution,Identification A - Specific Gravity <841>,Identification B <197F> (requires USP Dehydrated Alcohol RS.),Limit of Nonvolatile Residue,Residual Solvents <467> (if required),Ultraviolet Absorption,USP Dehydrated Alcohol RS.,Volatile Impurities | SCC / ISO 17025
7411 | Alfuzosin Hydrochloride by USP36 | ADD MONOGRAPH TESTS WHEN NEEDED | SCC / ISO 17025
7412 | Alginates Assay | <311> | SCC / ISO 17025
7413 | Alginic Acid by FCC8/S3 - pg 33, 40 g | Arsenic,Assay - Alginates Assay (requires Loss on Drying),DESCRIPTION,Identification A,Identification B,Identification C,Lead,Loss on Drying,Residue on Ignition (Sulfated Ash) (requires Loss on Drying) | SCC / ISO 17025
7414 | Alkaline Impurities in Fatty Oils | 2.4.19 | SCC / ISO 17025
7415 | all-rac-alpha-Tocopherol by EP7/S8 - pg 3718, 15 g | Assay (2.2.28),CHARACTERS,EP all-rac-alpha-Tocopherol for Peak Identification CRS.,EP alpha-Tocopherol CRS.,Identification A - Optical Rotation (2.2.7),Identification B - IR (2.2.24),Identification C - TLC (2.2.27),Related Substances (2.2.28) | SCC / ISO 17025
7416 | Alpha Lipoic Acid by USP | See Lipoic Acid, Alpha | SCC / ISO 17025
7417 | Alpha Tocopherol Assay | <551> | SCC / ISO 17025
7418 | Alprazolam by USP36/S2 - pg 2374, 5 g | Assay (requires Loss on Drying <731>),Heavy Metals <231> II,Identification A - Infrared Absorption <197A>,Identification B,Loss on Drying <731>,Organic Impurities,Residual Solvents <467> (if required),Residue on Ignition <281>,USP Alprazolam RS., USP Alprazolam Related Compound A RS., USP 2-Amino-5-chlorobenzophenone RS. | SCC / ISO 17025
7419 | Alprostadil by USP36/S2 - pg 2381, 3 g | Assay (Requires Water <921> I),Identification - Infrared Absorption <197A>,Limit of Chromium,Limit of Foreign Prostaglandins - Test 1,Limit of Foreign Prostaglandins - Test 2,Limit of Rhodium,Residual Solvents <467> (if required),Residue on Ignition <281>,USP Alprostadil RS, USP Prostaglandin A1 RS, USP Prostaglandin B1 RS,Water <921> I | SCC / ISO 17025
7420 | Aluminum | 2.4.17 | SCC / ISO 17025
7421 | Aluminum - Can not do, offer ICPMS | <206> | SCC / ISO 17025
7422 | Aluminum Chloride by USP36/S2 - pg 2401, 25 g | Assay (requires Water),Heavy Metals <231> I,Identification - Aluminum <191> & Chloride <191>,Iron <241>,Limit of Alkalies and Alkaline Earths,Residual Solvents <467> (if required),Sulfate,Water <921> I | SCC / ISO 17025
7423 | Aluminum Chlorohydrate by USP36/S2 - pg 2402, 25 g | Aluminum/Chloride Atomic Ratio,Arsenic <211> I,Assay,Content of Aluminum,Content of Chloride,Heavy Metals <231> I,Identification - Aluminum <191> & Chloride <191>,Limit of Iron,pH <791>,Residual Solvents <467> (if required) | SCC / ISO 17025
7424 | Aluminum Hydroxide Gel by USP36/S2 - pg 2406, 15 g | Acid-Neutralizing Capacity <301> (requires Assay),Arsenic <211> I,Assay,Chloride,Heavy Metals <231>,Identification A,Identification B - Aluminum <191>,Microbial Enumeration Tests <61> and Absence of Specified Microorganisms <62>,pH <791>,Residual Solvents <467> (if required),Sulfate <221> | SCC / ISO 17025
7425 | Aluminum Hydroxide Gel, Dried by USP36/S2 - pg 2407, 15 g | Acid-neutralizing capacity <301>,Arsenic <211> I,Assay,Chloride <221>,Heavy Metals <231>,Identification A - Infrared Absorption <197A>,Identification B - Aluminum <191>,pH <791>,Residual Solvents <467> (if required),Sulfate <221>,USP Dried Aluminum Hydroxide Gel RS | SCC / ISO 17025
7426 | Aluminum in Absorbed Vaccines | 2.5.13 | SCC / ISO 17025
7427 | Aluminum Monostearate by NF31/S2 - pg 1879, 100 g | Arsenic <211> I,Assay (requires Loss on Drying <731>),Heavy Metals <231>,Identification A - Aluminum <191>,Identification B - Solidification Temperature of Fatty Acids <401>,Loss on Drying <731>,Residual Solvents <467> (if required) | SCC / ISO 17025
7428 | Aluminum Sulfate, Hydrated by ACS10/S3 - pg 141, 100 g | Assay,Calcium, Magnesium, Potassium, and Sodium (by ICPMS, not validated),Chloride,Heavy Metals,Insoluble Matter,Iron | SCC / ISO 17025
7429 | Aluminum Zirconium Tetrachlorohydrex Gly by USP36/S2 - pg 2423, 50 g | (Aluminum plus Zirconium)/Chloride Atomic Ratio,Aluminum/Zirconium Atomic Ratio,Arsenic <211> I,Assay,Content of Aluminum,Content of Chloride,Content of Zirconium,Heavy Metals <231> I,Identification A - Chloride <191>,Identification B,Limit of Iron,pH <791>,Residual Solvents <467> (if required) | SCC / ISO 17025
7430 | Aluminum,Bismuth,Calcium,Complexometric Titration,Lead,Zinc | 2.5.11 | SCC / ISO 17025
7431 | Amikacin Sulfate by USP36/S2 - pg 5930, 6 g | Assay (requires Loss on Drying <731>),Crystallinity <695>,Identification A <197K>,Identification B,Identification C - Sulfate <191>,Loss on Drying <731>,pH <791>,Residual Solvents <467> (if required),Residue on Ignition <281>,Specific Rotation <781S> (requires Loss on Drying),USP Amikacin RS., USP Amikacin Sulfate RS., USP Kanamycin Sulfate RS. | SCC / ISO 17025
7432 | Aminobenzoic Acid by USP36/S2 - pg 6557, 50 g | Assay (requires Loss on Drying <731>),Heavy Metals <231> II,Identification A - Infrared Absorption <197A>,Identification B,Limit of Aniline and p-Toluidine,Loss on Drying <731>,Organic Impurities,Residual Solvents <467> (if required),Residue on Ignition <281>,USP Aminobenzoic Acid RS., USP Benzocaine RS. | SCC / ISO 17025
7433 | Aminocaproic Acid by USP36/S2 - pg 2444, 20 g | Assay (requires Water),Heavy Metals <231> II,Identification <197A>,Residual Solvents <467> (if required),Residue on Ignition <281>,USP Aminocaproic Acid RS.,Water <921> I | SCC / ISO 17025
7434 | Aminosalicylic Acid by USP36/S2 - pg 2456, 35 g | Assay (requires Water),Chloride <221>,Clarity and Color of Solution,Heavy Metals <231> II,Hydrogen Sulfide, Sulfur Dioxide, and Amyl Alcohol,Identification A,Identification B,Identification C,Limit of m-Aminophenol,pH <791>,Residual Solvents <467> (if required),Residue on Ignition <281>,USP Aminosalicylic Acid RS., USP m-Aminophenol RS.,Water <921> I | SCC / ISO 17025
7435 | Amitriptyline Hydrochloride by USP36/S2 - pg 2462, 35 g | Assay (requires Loss on Drying),Heavy Metals <231> II,Identification A <197A>,Identification B,Identification C - Chloride <191>,Loss on Drying <731>,Organic Impurities,pH <791>,Residual Solvents <467> (if required),Residue on Ignition <281>,USP Amitriptyline Hydrochloride RS., USP Amitriptyline Related Compound A RS., USP Amitriptyline Related Compound B RS., USP Cyclobenzaprine Hydrochloride RS., USP Nortriptyline Hydrochloride RS. | SCC / ISO 17025
7436 | Ammonia Solution by FCC8/S3 - pg 53, 100 mL | Assay,DESCRIPTION,Identification,Lead (by ICPMS, not validated),Lead I,Nonvolatile Residue,Readily Oxidizable Substances | SCC / ISO 17025
7437 | Ammonia Solution, Strong by NF31/S2 - pg 1882, 150 mL | Assay,Heavy Metals <231> I,Identification A,Limit of Nonvolatile Residue,Readily Oxidizable Substances,Residual Solvents <467> (if required) | SCC / ISO 17025
7438 | Ammonium Acetate by ACS10/S3 - pg 146, 100 g | Assay,Chloride ,Heavy Metals I,Insoluble Matter ,Iron ,Nitrate ,pH of 5% Solution ,Residue After Ignition ,Sulfate | SCC / ISO 17025
7439 | Ammonium Bicarbonate by ACS10/S3 | use Ammonium Carbonate | SCC / ISO 17025
7440 | Ammonium Carbonate by ACS10/S3 - pg 150, 125 g | Assay,Chloride,Heavy Metals I,Insoluble Matter,Iron I,Nonvolatile Matter,Sulfur Compounds | SCC / ISO 17025
7441 | Ammonium Chloride by ACS10/S3 - pg 152, 125 g | Assay,Calcium and Magnesium (by ICPMS, not validated),Heavy Metals I,Insoluble Matter,Iron I,pH of a 5% Solution at 25.0 C,Phosphate I,Residue After Ignition ,Sulfate I | SCC / ISO 17025
7442 | Ammonium Chloride by USP36/S2 - pg 2469, 25 g | Assay (requires Loss on Drying <731>),Heavy Metals <231> I,Identification - Ammonium <191> & Chloride <191>,Limit of Thiocyanate,Loss on Drying <731>,pH <791>,Residual Solvents <467> (if required),Residue on Ignition <281> | SCC / ISO 17025
7443 | Ammonium Hydroxide by ACS10/S3 - pg 158, 400 mL | Appearance,Assay,Carbon Dioxide,Chloride, Nitrate, Phosphate, and Sulfate ,Heavy Metals,Iron ,Residue After Ignition ,Substances Reducing Permanganate | SCC / ISO 17025
7444 | Ammonium Hydroxide by USP/NF | USE Strong Ammonia Solution by NF | SCC / ISO 17025
7445 | Ammonium Hydroxide, Ultratrace by ACS10/S3 - pg 159, 100 g | Assay,Chloride, Phosphate, and Sulfate ,Mercury by ICPMS (not validated),Trace Metals (by ICPMS, not validated) | SCC / ISO 17025
7446 | Ammonium Metavanadate by ACS10/S3 - pg 162, 40 g | Assay,Carbonate,Chloride ,Solubility in Ammonium Hydroxide,Sulfate | SCC / ISO 17025
7447 | Ammonium Molybdate Tetrahydrate by ACS10/S3 - pg 163, 100 g | Arsenate, Phosphate, and Silicate,Assay,Chloride,GENERAL DESCRIPTION,Heavy Metals,Insoluble Matter,Magnesium, Potassium, and Sodium,Magnesium, Potassium, and Sodium (by ICPMS, not validated),Nitrate,Phosphate 3,Sulfate 2 | SCC / ISO 17025
7448 | Ammonium Phosphate by NF31/S2 - pg 1886, 15 g | Arsenic <211> I,Assay,Chloride <221>,Heavy Metals <231>,Identification A - Ammonium <191> ,Identification B - Phosphate <191>,pH <791>,Residual Solvents <467> (if required),Sulfate <221> | SCC / ISO 17025
7449 | Ammonium Phosphate, Dibasic by ACS10/S3 - pg 170, 150 g | Assay,Calcium, Magnesium, Potassium, and Sodium (by ICPMS, not validated),Chloride ,Heavy Metals I,Insoluble Matter ,Iron I,Nitrate ,pH of a 5% Solution ,Sulfate | SCC / ISO 17025
7450 | Ammonium Phosphate, Monobasic by ACS10/S3 - pg 171, 150 g | Assay,Calcium, Magnesium, Potassium, and Sodium (by ICPMS, not validated),Chloride ,Heavy Metals I,Insoluble Matter ,Iron I,Nitrate ,pH of a 5% Solution at 25.0 C,Sulfate | SCC / ISO 17025
7451 | Ammonium Sulfate by ACS10/S3 - pg 174, 150 g | Assay,Chloride ,Heavy Metals I,Insoluble Matter,Iron I,Nitrate,pH of a 5% Solution at 25.0 C,Phosphate I,Residue After Ignition | SCC / ISO 17025
7452 | Ammonium Sulfate by FCC8/S3 - pg 61, 50 g | Assay,DESCRIPTION,Identification - Ammonium,Identification - Sulfate,Lead,Lead (by ICPMS, not validated),Residue on Ignition (Sulfated Ash),Selenium II | SCC / ISO 17025
7453 | Ammonium Sulfate by NF31/S2 - pg 1886, 120 g | Assay,Chloride <221>,Identification A - Ammonium <191> ,Identification B - Sulfate <191>,Iron <241>,Limit of Insoluble Matter,Limit of Nitrate,Limit of Phosphate,Microbial Enumeration Tests <61> and Tests for Specified Microorganisms <62>,pH <791>,Residual Solvents <467> (if required),Residue on Ignition <281> | SCC / ISO 17025
7454 | Ammonium, Method A | 2.4.1 A | SCC / ISO 17025
7455 | Ammonium, Method B | 2.4.1 B | SCC / ISO 17025
7456 | Amoxicillin by USP36/S2- pg 2477, 7 g ***SEE ERRATA*** | Assay (requires Water Determination <921> I),Bacterial Endotoxins Test <85>,Crystallinity <695>,Dimethylaniline <223>,Identification - Infrared Absorption <197A>,Organic Impurities,pH <791>,Residual Solvents <467> (if required),Sterility Tests <71>,USP Amoxicillin RS., USP Amoxicillin Related Compound A RS., USP Amoxicillin Related Compound D RS.,Water Determination <921> I | SCC / ISO 17025
7457 | Amoxicillin Trihydrate by EP7/S8 - pg 4890, 10 g | Assay [requires Water (2.5.12)],CHARACTERS,EP Amoxicillin Trihydrate CRS., EP Ampicillin Trihydrate CRS., EP Cefadroxil CRS.,Identification A (2.2.24),Identification B (2.2.27),Identification C,N,N-Dimethylaniline (2.4.26, A or B),pH (2.2.3) (requires Solution S),Related Substances (2.2.29),Solution S,Specific Optical Rotation (2.2.7) [requires Water (2.5.12) & Solution S],Sulfated Ash (2.4.14),Water (2.5.12) | SCC / ISO 17025
7458 | Amperometric Titration | 2.2.19 | SCC / ISO 17025
7459 | Amphetamine Assay | <331> | SCC / ISO 17025
7460 | Ampyrone by ACS | use 4-Aminoantipyrine | SCC / ISO 17025
7461 | Analytical method development and validation | R&D and Testing | SCC / ISO 17025
7462 | Anhydrous Citric Acid by JP | see Citric Acid, Anhydrous by JP | SCC / ISO 17025
7463 | Anhydrous Dibasic Calcium Phosphate by JP | see Calcium Phosphate, Dibasic, Anhydrous by JP | SCC / ISO 17025
7464 | Anhydrous Ethanol by JP | see Ethanol, Anhydrous by JP | SCC / ISO 17025
7465 | Anhydrous Lactose by NF | see Lactose, Anhydrous by JP | SCC / ISO 17025
7466 | Anthrone by ACS10/S3 - pg 178, 5 g | Absorbance of Reagent Solution,Melting Point,Sensitivity to Carbohydrates,Solubility in Ethyl Acetate | SCC / ISO 17025
7467 | Anticoagulant Citrate Dextrose Solution by USP36/S2 - pg 2512, 100 mL | Assay for Dextrose <781>,Assay for Sodium,Assay for Total Citrate <345>,Bacterial Endotoxins <85>,Chloride <221>,Identification plus <191> Citrate and Sodium,Other Requirements,pH <791>,Residual Solvents <467> (if required),USP Citric Acid RS., USP Endotoxin RS. | SCC / ISO 17025
7468 | Appearance of Solution (2.2.1 & 2.2.2, II) | 2.2.1/.2 II | SCC / ISO 17025
7469 | Appearance,Quality Assay Other (possibly by LC, not in literature),Refractive Index @ 20C,Spectrum, IR,Water by Karl Fischer | 1,8-Diazabicyclo[5.4.oaundec-7-EHE, 90%, 500 ml | SCC / ISO 17025
7470 | Aqua Ammonia | see Ammonium Hydroxide | SCC / ISO 17025
7471 | Arginine by EP7/S8 - pg 1414, 25 g | Ammonium (2.4.1, B),Appearance of Solution (2.2.1 & 2.2.2, II) (requires Solution S),Assay [requires Loss on drying (2.2.32)],CHARACTERS,Chlorides (2.4.4) (requires Solution S),EP Arginine CRS., EP Lysine Hydrochloride CRS.,Heavy Metals (2.4.8, A),Identification A [requires Loss on Drying (2.2.32)],Identification B (2.2.4) (requires Solution S),Identification C - Infrared Absorption Spectrophotometry (2.2.24),Identification D,Identification E,Iron (2.4.9),Loss on Drying (2.2.32),Ninhydrin-Positive Substances (2.2.27),Solution S,Specific Optical Rotation (2.2.7) [requires Loss on Drying (2.2.7)],Sulfated Ash (2.4.14),Sulfates (2.4.13) (requires Solution S) | SCC / ISO 17025
7472 | Arginine by USP36/S2 - pg 2525, 50 g | Assay (requires Loss on Drying),Chloride <221>,Heavy Metals <231> I,Identification - Infrared Absorption <197A>,Iron <241>,Loss on Drying <731>,Organic Impurities,Residual Solvents <467> (if required),Residue on Ignition <281>,Specific Rotation <781S> (requires Loss on Drying),Sulfate <221>,USP L-Arginine RS., USP L-Lysine Hydrochloride RS. | SCC / ISO 17025
7473 | Arginine Hydrochloride by EP7/S8 - pg 1415, 25 g | Ammonium (2.4.1, B),Appearance of Solution (2.2.1 & 2.2.2, II) (requires Solution S),Assay [requires Loss on drying (2.2.32)],CHARACTERS,EP Arginine Hydrochloride CRS., EP Lysine Hydrochloride CRS.,Heavy Metals (2.4.8, A),Identification A [requires Loss on Drying (2.2.32)],Identification B (2.2.24),Identification C,Identification D,Identification E - Chlorides (2.3.1, a),Iron (2.4.9),Loss on Drying (2.2.32),Ninhydrin-Positive Substances (2.2.27),Solution S,Specific Optical Rotation (2.2.7) [requires Loss on Drying (2.2.7)],Sulfated Ash (2.4.14),Sulfates (2.4.13) (requires Solution S) | SCC / ISO 17025
7474 | Arginine Hydrochloride by USP36/S2 - pg 2525, 25 g | Assay (requires Loss on Drying),Chloride Content,Chromatographic Purity,Heavy Metals <231> I,Identification A - Infrared Absorption <197A>,Loss on Drying <731>,Residual Solvents <467> (if required),Residue on Ignition <281>,Specific Rotation <781S> (requires Loss on Drying),Sulfate <221>,USP Arginine Hydrochloride RS., USP L-Lysine Hydrochloride RS. | SCC / ISO 17025
7475 | Arsenic <211>, Powdered Glass Test, Surface Glass Test, Water Attack at 121 Degrees,Chemical Resistance,Containers-Glass | <660> | SCC / ISO 17025
7476 | Arsenic, Method A | 2.4.2 A | SCC / ISO 17025
7477 | Arsenic, Method B | 2.4.2 B | SCC / ISO 17025
7478 | Ascorbic Acid by EP7/S8 - pg 1418 25 g | Appearance of Solution (2.2.1 & 2.2.2, II) (requires Solution S),Assay,CHARACTERS,Copper (2.2.23, I),EP Ascorbic Acid CRS., EP Ascorbic Acid Impurity C CRS., EP Ascorbic Acid Impurity D CRS.,Heavy Metals (2.4.8, A),Identification A (2.2.25),Identification B (2.2.24),Identification C - pH (2.2.3) (requires Solution S),Identification D (requires Solution S),Impurity E,Iron (2.2.23, I),Related Substances (2.2.29),Solution S,Specific Optical Rotation (2.2.7),Sulfated Ash (2.4.14) | SCC / ISO 17025
7479 | Ascorbic Acid by USP36/S2 - pg 2531, 25 g | Assay,Heavy Metals <231>,Identification A - Infrared Absorption <197A>,Identification B,Residual Solvents <467> (if required),Residue on Ignition <281>,Specific Rotation <781S>,USP Ascorbic Acid RS. | SCC / ISO 17025
7480 | Ascorbic Acid Injection by USP36/S2 - pg 2531, 250 mL | Assay,Bacterial Endotoxins <85>,Identification A,Identification B,Identification C - Sodium <191>,Limit of Oxalate,Other Requirements,pH <791>,Residual Solvents <467> (if required),USP Ascorbic Acid RS., USP Endotoxin RS. | SCC / ISO 17025
7481 | Ash Insoluble in Hydrochloric Acid | 2.8.1 | SCC / ISO 17025
7482 | Ashwagandha Root Extract, Powdered by USP36/S2 - Dietary Supplements - pg 1339, 150 g | Dithiocarbamates (as CS2), Quantitative Analysis of Organochlorine and Pyrethroid Insecticides, Quantitative Analysis of Organophosphorus Insecticides,Aflatoxins <561>,Composition - Content of Withanolides (requires Loss on Drying <731>),General Method for Pesticide Residues Analysis <561> (see breakdown below),Heavy Metals II,Identification - A - TLC <201>,Identification - B,Loss on Drying <731>,Residual Solvents <565>,Salmonella and Ecoli <2022>,Total Aerobic Bacterial Count & Total Combined Molds and Yeasts Count <2021>,USP Powdered Ashwagandha Root Extract RS., USP Withanolide A RS., USP Withanoside IV RS. | SCC / ISO 17025
7483 | Asparagine Monohydrate by EP7/S8 - pg 1421, 35 g | Ammonium (2.4.1, B),Appearance of Solution (2.2.1 & 2.2.2, II) (requires Solution S),Assay [requires Loss on drying (2.2.32)],CHARACTERS,Chlorides (2.4.4) (requires Solution S),EP Asparagine Monohydrate CRS.,Heavy Metals (2.4.8, A),Identification A [requires Loss on Drying (2.2.32)],Identification B (2.2.24),Identification C,Iron (2.4.9),Loss on Drying (2.2.32),Ninhydrin-Positive Substances (2.2.27),Solution S,Specific Optical Rotation (2.2.7) [requires Loss on Drying (2.2.32)],Sulfated Ash (2.4.14),Sulfates (2.4.13) | SCC / ISO 17025
7484 | Aspartame by NF31/S2 - pg 1890, 50 g | Assay (requires Loss on Drying <731>),Chromatographic Purity,Heavy Metals <231> II,Identification A - Infrared Absorption <197A>,Limit of 5-Benzyl-3,6-Dioxo-2 -Piperazineacetic Acid,Loss on Drying <731>,Residual Solvents <467> (if required),Residue on Ignition <281>,Specific Rotation <781S> (requires Loss on Drying),Transmittance,USP Aspartame RS., USP Aspartame Related Compound A RS. | SCC / ISO 17025
7485 | Aspartic Acid by EP7/S8 - pg 1423, 45 g | Ammonium (2.4.1, B),Appearance of Solution (2.2.1 & 2.2.2, II),Assay [requires Loss on drying (2.2.32)],CHARACTERS,Chlorides (2.4.4),EP Aspartic Acid CRS., EP Glutamic Acid CRS.,Heavy Metals (2.4.8, D),Identification A [requires Loss on Drying (2.2.32)],Identification B (2.2.4),Identification C (2.2.24),Identification D,Iron (2.4.9),Loss on Drying (2.2.32),Ninhydrin-Positive Substances (2.2.27),Specific Optical Rotation (2.2.7) [requires Loss on Drying (2.2.32)],Sulfated Ash (2.4.14),Sulfates (2.4.13) | SCC / ISO 17025
7486 | Aspartic Acid by USP36/S2 - pg 2533, 45 g | Assay (requires Loss on Drying <731>),Chloride <221>,Chromatographic Purity,Heavy Metals <231> II,Identification A - Infrared Absorption <197A>,Iron <241>,Loss on Drying <731>,Residual Solvents <467> (if required),Residue on Ignition <281>,Specific Rotation <781S> (requires Loss on Drying <731>),Sulfate <221>,USP Aspartic Acid RS. | SCC / ISO 17025
7487 | Aspirin by USP36/S2 - pg 2534, 50 g | Assay (requires Loss on Drying),Chloride <221>,Heavy Metals,Identification A,Identification B - Infrared Absorption <197A>,Limit of Free Salicylic Acid,Loss on Drying <731>,Readily Carbonizable Substances <271>,Residual Solvents <467> (if required),Residue on Ignition <281>,Substances Insoluble in Sodium Carbonate TS,Sulfate,USP Aspirin RS. | SCC / ISO 17025
7488 | Aspirin Delayed-Release Tablets by USP36/S2 - pg 2539, amount depends on tablets | Assay,Dissolution <711>,Identification A,Identification B - Infrared Absorption <197A>,Limit of Free Salicylic Acid,Residual Solvents <467> (if required),Uniformity of Dosage Units <905>,USP Aspirin RS., USP Salicylic Acid RS. | SCC / ISO 17025
7489 | Assay (requires Water),Color APHA, ,Heavy Metals <231> II,Iron,Water (by Volumetric-KF, not validated) | 2-Aminoethanol by ACS10/S3 - pg 144, 50 mL | SCC / ISO 17025
7490 | Assay (requires Water),Color APHA,Residue after Evaporation ,Titratable Acid,Water I | 2-Butanone by ACS10/S3 - pg 216, 550 mL | SCC / ISO 17025
7491 | Assay for Citric Acid/Citrate and Phosphate | <345> | SCC / ISO 17025
7492 | Assay for Steroids | <351> | SCC / ISO 17025
7493 | Assay of 1,8-Cineole in Essential Oils | 2.8.11 | SCC / ISO 17025
7494 | Assay, General Description, Residue after Ignition,Sensitivity to Phosphate,Solubility in Sodium Carbonate,Sulfate | 2-Amino-3-hydroxy-1-naphthalene Sulfonic Acid by ACS10/S3 - pg 145, 10 g | SCC / ISO 17025
7495 | Assay,Chromatographic Purity,Interfering Dyes,Loss on Drying | 2,6-Dichloroindophenol Sodium Salt by ACS10/S3 - pg 288, 3 g | SCC / ISO 17025
7496 | Assay,Color APHA,Residue after Evaporation,Titratable Acid,Ultraviolet Spectrophotometry,Water II | 1,2-Dichloroethane by ACS10/S3 - pg 285, 1 L | SCC / ISO 17025
7497 | Atomic Absorption Spectrometry | 2.2.23 | SCC / ISO 17025
7498 | Atomic Emission Spectrometry | 2.2.22 | SCC / ISO 17025
7499 | Attapulgite, Colloidal Activated by USP36/S2 - pg 2565, 130 g | Acid-soluble Matter,Adsorptive Capacity,Arsenic and Lead,Carbonate,Identification,Loss on Drying <731>,Loss on Ignition <733>,Microbial Enumeration Tests <61>,pH <791>,Powder Fineness <786>,Residual Solvents <467> (if required),Tests for Specified Microorganisms <62>,Volatile Matter | SCC / ISO 17025
7500 | Avicel | See Cellulose, Microcrystalline | SCC / ISO 17025
7501 | Avobenzone by USP36/S2 - pg 6563, 10 g | Assay (requires Loss on Drying),Chromatographic Purity <621>,Identification A <197A>,Identification B <197U>,Loss on Drying <731>,Residual Solvents <467> (if required),USP Avobenzone RS. | SCC / ISO 17025
7502 | Azathioprine by USP36/S2 - pg 2569, 15 g | Acidity or Alkalinity,Assay (requires Loss on Drying),Identification A <197A>,Identification B,Limit of Mercaptopurine,Loss on Drying <731>,Residual Solvents <467> (if required),Residue on Ignition <281>,USP Azathioprine RS., USP Mercaptopurine RS. | SCC / ISO 17025
7503 | Azelastine Hydrochloride by EP7/S8 - pg 1433, 10 g | Acidity or Alkalinity (requires Solution S),Appearance of Solution (2.2.1 & 2.2.2, II) (requires Solution S),Assay [requires Loss on drying (2.2.32)],CHARACTERS,EP Azelastine Hydrochloride CRS., EP Azelastine Impurity B CRS., EP Azelastine Impurity D CRS., EP Azelastine Impurity E CRS.,Identification A (2.2.24),Identification B - Chlorides (2.3.1, a) (requires Solution S),Loss on Drying (2.2.32),Related Substances (2.2.29),Solution S | SCC / ISO 17025
7504 | Azithromycin by USP36/S2 - pg 2571, 25 g ***SEE ERRATA IN BOOK*** | Assay,Crystallinity <695>,Heavy Metals <231> II,Identification A - Infrared Absorption <197A>,Identification B,Loss on Drying - Thermal Analysis <891>,Organic Impurities - Procedure 1 and Procedure 2,pH <791>,Residual Solvents <467> (if required),Residue on Ignition <281>,Specific Rotation <781S> (requires Water),USP Azaerythromycin A RS., USP Azithromycin RS., USP Azithromycin Identity RS., USP Azithromycin-N-Oxide RS., USP N-Demethylazithromycin RS., USP Desosaminylazithromycin RS.,Water Determination <921> I | SCC / ISO 17025
7505 | Baclofen by USP36/S2 - pg 5951, 15 g | Assay (requires Water Determination <921> I),Heavy Metals <231> II,Identification A - Infrared Absorption <197A>,Identification B,Organic Impurities,Residual Solvents <467> (if required),Residue on Ignition <281>,USP Baclofen RS., USP Baclofen Related Compound A RS.,Water Determination <921> I | SCC / ISO 17025
7506 | Barbiturate Assay | <361> | SCC / ISO 17025
7507 | Barium Hydroxide Octahydrate by ACS10/S3 - pg 192, 70 g | Assay,Ca, K, Na, Sr (by ICPMS, not validated),Carbonate (as BaCO3),Chloride,Heavy Metals 1,Insoluble in Dilute Hydrochloric Acid,Iron,Sulfide | SCC / ISO 17025
7508 | Barium Sulfate by USP36/S2 - pg 2600, 30 g | Assay,Heavy Metals <231>,Identification A - Sulfate <191>,Identification B - Barium <191>,Limit of Acid-Soluble Substances ,Limit of Soluble Barium Salts ,Limit of Sulfide,pH <791>,Residual Solvents <467> (if required) | SCC / ISO 17025
7509 | Bentonite by NF31/S2 - pg 1894, 50 g | Arsenic <211> I,Fineness of Powder,Gel Formation,Identification A - X-Ray Diffraction <941>,Lead,Lead (by ICPMS, not validated),Loss on Drying <731>,Microbial Enumeration Tests <61> and Tests for Specified Microorganisms <62>,pH <791>,Residual Solvents <467> (if required),Swelling Power | SCC / ISO 17025
7510 | Bentonite, Purified by NF31/S2 - pg 1895, 150 g | Acid Demand (requires Loss on Drying <731>),Arsenic <211> I,Assay - Aluminum Content and Magnesium Content,Identification A - X-Ray Diffraction <941>,Lead,Loss on Drying <731>,Microbial Enumeration Tests <61> and Test for Specified Microorganism <62>,pH <791>,Residual Solvents <467> (if required),Viscosity (requires Loss on Drying <731>) | SCC / ISO 17025
7511 | Benzalkonium Chloride by JP16/S1 - pg 428 | Assay <2.50>,Identification (1) Primary Aromatic Amines <1.09>,Identification (2),Identification (3) Ultraviolet-visible Spectrophotometry <2.24>,Identification (4),Purity (2) Petroleum Ether-Soluble Substances,Purity(1) Clarity and Color of Solution,Residue on Ignition <2.44>,Water <2.48> | SCC / ISO 17025
7512 | Benzalkonium Chloride by NF31/S2 - pg 5902, 30 g | Acidity or Alkalinity,Assay - Ratio of Alkyl Components (requires Water Determination <921> I),Assay - Total Akylbenzyldimethylammonium Chlorides (requires Water Determination <921> I and Ratio of Alky Components),Identification A,Identification B,Identification C - Chloride <191>,Identification D,Limit of Amines and Amine Salts,Limit of Benzyl Alcohol, Benzaldehyde, and (Chloromethyl) Benzene,Residual Solvents <467> (if required),Residue on Ignition <281>,USP Benzalkonium Chloride RS., USP Benzyl Alcohol RS., USP Benzaldehyde RS.,Water Determination <921> I,Water-Insoluble Matter | SCC / ISO 17025
7513 | Benzalkonium Chloride Solution by EP7/S8 - pg 3386, 75 mL | Acidity or Alkalinity (requires Solution S),Amines and Amine Salts,Appearance of Solution (2.2.1 & 2.2.2, II) [requires Solution S],Assay,Average Relative Molecular Mass and Ratio of Alkyl Components (2.2.29),CHARACTERS - Appearance,CHARACTERS - Solubility,EP Benzalkonium Chloride for System Suitability CRS., EP Benzyl Alcohol CRS., EP Benzaldehyde CRS.,Identification A (2.2.25),Identification B,Identification C (2.2.14),Identification D,Identification E - Chlorides (2.3.1, a),Impurities A, B and C (2.2.29),Solution S,Sulfated Ash (2.4.14) | SCC / ISO 17025
7514 | Benzalkonium Chloride Solution by NF31/S2 - pg 5904, quantity depends on concentration in solution | Density by ASTM D 1475,Acidity or Alkalinity,Alcohol Content (if added) <621> (requires Density),Assay - Ratio of Alkyl Components,Assay - Total Akylbenzyldimethylammonium Chlorides,Identification A,Identification B - Chloride <191>,Identification C,Identification D,Limit of Amines and Amine Salts,Limit of Benzyl Alcohol, Benzaldehyde, and (Chloromethyl) Benzene,Microbial Enumeration Tests <61> and Tests for Specified Microorganisms <62>,Residual Solvents <467> (if required),USP Alcohol Determination - Alcohol RS, USP Benzyl Alcohol RS, USP Benzaldehyde RS, USP Benzalkonium Chloride RS. | SCC / ISO 17025
7515 | Benzethonium Chloride by USP36/S2 - pg 2613, 6 g | Assay (requires Loss on Drying <731>),Identification A,Identification B - Infrared Absorption <197A>,Limit of Ammonium Compounds,Loss on Drying <731>,Melting Range or Temperature <741>,Residual Solvents <467> (if required),Residue on Ignition <281>,USP Benzethonium Chloride RS. | SCC / ISO 17025
7516 | Benzethonium Chloride Concentrate by USP36 | ADD MONOGRAPH TESTS WHEN NEEDED | SCC / ISO 17025
7517 | Benzethonium Chloride Topical Solution by USP36 | ADD MONOGRAPH TESTS WHEN NEEDED | SCC / ISO 17025
7518 | Benzocaine by USP36/S2 - pg 2616, 15 g | Assay,Chloride,Heavy Metals <231> II,Identification A <197A>,Identification B <197U>,Identification C,Loss on Drying <731>,Melting Range <741>,Ordinary Impurities <466>,Reaction,Readily Carbonizable Substances <271>,Residual Solvents <467> (if required),Residue on Ignition <281>,USP Benzocaine RS. | SCC / ISO 17025
7519 | Benzoic Acid by USP36/S2 - pg 2622, 25 g | Assay (Requires Water <921> I),Congealing Temperature <651>,Heavy Metals <231>,Identification A,Readily Carbonizable Substances <271>,Readily Oxidizable Substances,Residual Solvents <467> (if required),Residue on Ignition <281>,Water Determination <921> I | SCC / ISO 17025
7520 | Benzoyl Peroxide, Hydrous by EP7/S8 - pg 1468, 5 g | Acidity,Assay,CHARACTERS,Chlorides (2.4.4),Dibenzoyl Peroxide,Identification A (2.2.25),Identification B (2.2.24),Identification C,Identification D - Benzoates (2.3.1, c),Ph. Eur. Reference Spectrum of Hydrous Benzoyl Peroxide,Related Substances (2.2.29),Water (2.5.12) (requires Dibenzoyl Peroxide) | SCC / ISO 17025
7521 | Benzoyl Peroxide, Hydrous by USP36/S2 - pg 2626, 2 g | Assay,Identification A <201> (requires Assay),Identification B,Organic Impurities <621> (requires Assay),Residual Solvents <467> (if required) | SCC / ISO 17025
7522 | Benzyl Alcohol by EP8 - pg ?, 250 mL (*USP Harmonized) | Acidity*,Appearance of Solution (2.2.1 & 2.2.2, II),Assay*,CHARACTERS,EP Benzyl Alcohol CRS.,Identification (2.2.4),Peroxide Value (2.5.5)*,Refractive Index (2.2.6)*,Related Substances (2.2.28)*,Residue on Evaporation* [requires Peroxide Value (2.5.5)] | SCC / ISO 17025
7523 | Benzyl Alcohol by JP16/S1 - pgs 432 & 2369, 500 mL (EP & USP Harmonized*) | Assay <2.50>*,DESCRIPTION,Identification <2.25>,Purity (1) Clarity and Color of Solution,Purity (2) Acidity*,Purity (3) Benzaldehyde and Other Related Substances <2.02>*,Purity (4) Peroxide Value <2.50>*,Purity (5) Residue on Evaporation (requires Peroxide Value <2.50>)*,Refractive Index <2.45>* | SCC / ISO 17025
7524 | Benzyl Alcohol by NF31/S2 - pg 1903, 500 mL | Acidity,Assay,Clarity of Solution,Color of Solution,Identification A - Infrared Absorption <197F> (requires USP Benzyl Alcohol RS.),Organic Impurities, Benzaldehyde, and Other Related Substances,Peroxide Value <401>,Refractive Index <831>,Residual Solvents <467> (if required),Residue on Evaporation (requires Peroxide Value <401>),USP Benzyl Alcohol RS. | SCC / ISO 17025
7525 | Benzyl Alcohol, Chlorobutanol, Phenol, Methylparaben and Propylparaben,Antimicrobial Agents - Content: General GC Method | <341> | SCC / ISO 17025
7526 | Benzyl Benzoate by USP36/S2 - pg 2630, 150 g | Acidity,Assay,Congealing Temperature <651>,Identification A - Infrared Absorption <197F> (requires USP Benzyl Benzoate RS.),Limit of Aldehydes,Refractive Index <831>,Residual Solvents <467> (if required),Specific Gravity <841>,USP Benzyl Benzoate RS. | SCC / ISO 17025
7527 | Betadex by NF31/S2 - pg 1905, 20 g | Assay (requires Water Determination <921> I),Color and Clarity of Solution,Heavy Metals <231> II,Identification A - Infrared Absorption <197A>,Identification B,Identification C (requires Water Determination <921> I),Identification D,Limit of Light-Absorbing Impurities (requires Water Determination <921> I),Limit of Reducing Sugars,Microbial Enumeration Tests <61> and Tests for Specified Microorganisms <62>,pH <791>,Related Compounds,Residual Solvents <467> (if required),Residue on Ignition <281>,Specific Rotation <781S> (requires Water Determination <921> I),USP Alpha Cyclodextrin RS., USP Beta Cyclodextrin RS., USP Gamma Cyclodextrin RS., USP Dextrose RS.,Water Determination <921> I | SCC / ISO 17025
7528 | Betaine Hydrochloride by USP36/S2 - pg 2636, 25 g | Assay (Requires Water <921> I),Heavy Metals <231> I,Identification A <197A>,Identification B - Chloride <191>,pH <791>,Residual Solvents <467> (if required),Residue on Ignition <281>,USP Betaine Hydrochloride RS.,Water <921> I | SCC / ISO 17025
7529 | Bethanechol Chloride by USP36/S2 - pg 6568, 10 g | Assay (requires Loss on Drying <731>),Heavy Metals <231> I ,Identification A - Infrared Absorption <197A>,Identification B,Identification C - Chloride <191>,Loss on Drying <731>,Organic Impurities,pH <791>,Residual Solvents <467> (if required),Residue on Ignition <281>,USP Bethanechol Chloride RS. | SCC / ISO 17025
7530 | Biotin by EP7/S8 - pg 1492, 10 g | Appearance of Solution (2.2.1, 2.2.2 II) (requires Solution S),Assay [requires Loss on drying (2.2.32)],CHARACTERS,EP Biotin CRS.,Heavy Metals (2.4.8, C),Identification A (2.2.24),Identification B,Identification C,Loss on Drying (2.2.32),Related Substances (2.2.27),Solution S,Specific Optical Rotation (2.2.7) [requires Solution S & Loss on Drying (2.2.32)],Sulfated Ash (2.4.14) | SCC / ISO 17025
7531 | Biotin by FCC8/S3 - pg 127, 25 g | Assay,DESCRIPTION,Identification A - Infrared Absorption,Identification B,Lead,Lead (by ICPMS, not validated),Melting Range or Temperature Determination,Optical (Specific) Rotation,USP Biotin RS. | SCC / ISO 17025
7532 | Biotin by USP36/S2 - pg 2664, 5 g | Assay,Identification A <197A>,Identification B - Optical Rotation <781S>,Identification C,Related Compounds,Residual Solvents <467> (if required),Specific Rotation <781S>,USP Biotin RS. | SCC / ISO 17025
7533 | Bismuth Citrate by USP36/S2 - pg 2671, 25 g | Arsenic <211> I,Assay,Identification A <197A>,Identification B,Identification C,Limit of Copper, Lead, and Silver,Limit of Copper, Lead, and Silver (by ICPMS, not validated),Limit of Nitrate,Limit of Soluble Bismuth,Limit of Soluble Bismuth (by ICPMS, not validated),Residual Solvents <467> (if required),USP Bismuth Citrate RS. | SCC / ISO 17025
7534 | Bismuth Subnitrate by USP36/S2 - pg 2673, 50 g | Arsenic <211> I,Assay (requires Loss on Drying <731>),Carbonate,Chloride <221>,Copper,Identification - Bismuth <191> & Nitrate <191>,Lead,Limit of Alkalies and Alkaline Earths,Limit of Ammonium Salts,Loss on Drying <731>,Residual Solvents <467> (if required),Silver,Sulfate <221> | SCC / ISO 17025
7535 | Bismuth Subsalicylate by USP36/S2 - 2673, 75 g | Arsenic <211> I,Assay for Bismuth,Assay for Total Salicylates,Identification A <197A>,Identification B - Bismuth <191>,Limit of Copper, Lead, and Silver,Limit of Copper, Lead, and Silver (by ICPMS, not validated),Limit of Free Salicylic Acid,Limit of Nitrate,Limit of Soluble Bismuth,Limit of Soluble Bismuth (by ICPMS, not validated),Loss on Drying <731>,pH <791>,Residual Solvents <467> (if required),USP Bismuth Subsalicylate RS., USP Salicylic Acid RS. | SCC / ISO 17025
7536 | Bisoprolol Fumarate by USP36/S2 - pg 2679, 20 g | Assay,Chromatographic Purity,Content of Fumaric Acid,Heavy Metals <231> I,Identification A <197A>,Identification B (requires Assay),Residual Solvents <467> (if required),Residue on Ignition <281>,Specific Rotation <781>,USP Bisoprolol Fumarate RS,Water <921> I | SCC / ISO 17025
7537 | Bitterness Value | 2.8.15 | SCC / ISO 17025
7538 | Boiling Point | 2.2.12 | SCC / ISO 17025
7539 | Borax by EP7/S8 - pg 1503, 10 g | Ammonium (2.4.1) (requires Solution S),Appearance of Solution (2.2.1 & 2.2.2, II) (requires Solution S),Arsenic (2.4.2, A) (requires Solution S),Assay,Calcium (2.4.3) (requires Solution S),CHARACTERS,Heavy Metals (2.4.8, A) (requires Solution S),Identification A (requires Solution S),Identification B (requires Solution S),Identification C - Sodium (2.3.1) (requires Solution S),pH (2.2.3) (requires Solution S),Solution S,Sulfates (2.4.13) (requires Solution S) | SCC / ISO 17025
7540 | Boric Acid by EP7/S8 - pg 1504, 25 g | Appearance of Solution (2.2.1 & 2.2.2, II) (requires Solution S),Assay,CHARACTERS,Heavy Metals (2.4.8, A) (requires Solution S),Identification A,Identification B (2.2.4) (requires Solution S),Organic Matter,pH (2.2.3) (requires Solution S),Solubility in Ethanol (96 Per Cent) (2.2.1 & 2.2.2, II),Solution S,Sulfates (2.4.13) (requires Solution S) | SCC / ISO 17025
7541 | Boric Acid by NF31/S2 - pg 1910, 25 g | Assay (requires Loss on Drying <731>),Completeness of Solution,Heavy Metals <231> I,Identification A - Borate <191>,Loss on Drying <731>,Residual Solvents <467> (if required),Solubility in Alcohol | SCC / ISO 17025
7542 | Botanical Extracts | <565> | SCC / ISO 17025
7543 | Bromhexine Hydrochloride by BP2014 - pg 310, 6 g | Appearance of Solution (2.2.1 & 2.2.2, II),Assay [requires Loss on drying (2.2.32)],CHARACTERS - Appearance,CHARACTERS - Solubility,EP Bromhexine Hydrochloride CRS., EP Bromhexine Impurity C CRS.,Identification A - Infrared Absorption Spectrophotometry (2.2.24),Identification B - Thin-Layer Chromatography (2.2.27),Identification C,Identification D - Primary Aromatic Amines (2.3.1),Identification E - Chlorides (2.3.1, a),Loss on Drying (2.2.32),Related Substances - Liquid Chromatography (2.2.29),Sulfated Ash (2.4.14) | SCC / ISO 17025
7544 | Bromhexine Hydrochloride by EP7/S8 - pg 1508, 6 g | Appearance of Solution (2.2.1 & 2.2.2, II),Assay [requires Loss on drying (2.2.32)],CHARACTERS - Appearance,CHARACTERS - Solubility,EP Bromhexine Hydrochloride CRS., EP Bromhexine Impurity C CRS.,Identification A - Infrared Absorption Spectrophotometry (2.2.24),Identification B - Thin-Layer Chromatography (2.2.27),Identification C,Identification D - Primary Aromatic Amines (2.3.1),Identification E - Chlorides (2.3.1, a),Loss on Drying (2.2.32),Related Substances - Liquid Chromatography (2.2.29),Sulfated Ash (2.4.14) | SCC / ISO 17025
7545 | Brompheniramine Maleate by USP36/S2 - pg 2695, 25 g | Assay,Identification A <197A>,Identification B <197U>,Loss on Drying <731>,Melting Range <741>,pH <791>,Related Compounds,Residual Solvents <467> (if required),Residue on Ignition <281>,USP Brompheniramine Maleate RS. | SCC / ISO 17025
7546 | Bromthymol Blue by ACS10/S3 - pg 214, 1 g | Clarity of Solution,Visual Transition Interval (requires Clarity of Solution) | SCC / ISO 17025
7547 | Bulk and Tapped Density | 2.9.34 | SCC / ISO 17025
7548 | Bupivacaine Hydrochloride and Epinephrine Injection by USP36/S2 - pg 2704, see monograph for amount required | Assay for Bupivacaine Hydrochloride,Assay for Epinephrine,Bacterial Endotoxins <85>,Color and Clarity,Identification A - <181>,Identification A - Retention Time in Assay,Identification B,Other Requirements <1>,pH <791>,Residual Solvents <467> (if required),Sample Preparation for Identification A <181>,USP Bupivacaine Hydrochloride RS., USP Epinephrine Bitartrate RS., USP Endotoxin RS. | SCC / ISO 17025
7549 | Bupivacaine Hydrochloride Injection by USP36/S2 - pg 2703, see monograph for amount required | Assay,Bacterial Endotoxins <85>,Identification A <181>,Identification B,Other Requirements <1>,pH <791>,Residual Solvents <467> (if required),Sample Preparation for Identification A <181>,USP Bupivacaine Hydrochloride RS., USP Endotoxin RS. | SCC / ISO 17025
7550 | Buprenorphine Hydrochloride by USP36/S2 - pg 2705, 5 g | Assay (requires Water),Chromatographic Purity,Identification A <197A>,Identification B,Identification C - Chloride <191>,pH <791>,Residual Solvents <467> (if required),Residue on Ignition <281>,Specific Rotation <781S> (requires Water),USP Buprenorphine Hydrochloride RS., USP Buprenorphine Related Compound A RS.,Water <921> I | SCC / ISO 17025
7551 | Bupropion Hydrochloride by USP36/S2 - pg 2706, 5 g | Assay (requires Water Determination <921> I),Identification A - Infrared Absorption <197A>,Identification B,Identification C - Chloride <191>,Limit of m-Chlorobenzoic Acid <621> ,Organic Impurities ,Residual Solvents <467> (if required),USP Bupropion Hydrochloride RS., USP Bupropion Hydrochloride Related Compound A RS., USP Bupropion Hydrochloride Related Compound B RS.,Water Determination <921> I | SCC / ISO 17025
7552 | Buspirone Hydrochloride by USP36/S2 - pg 2712, 15 g | Assay,Heavy Metals <231> II,Identification A - Infrared Absorption <197A>,Identification B,Identification C - Chloride <191>,Residual Solvents <467> (if required),Residue on Ignition <281>,USP Buspirone Hydrochloride RS.,Water Determination <921> I | SCC / ISO 17025
7553 | Butabarbital by USP36/S2 - pg 2714, 5 g | Assay (requires Loss on Drying <731>),Chromatographic Purity,Identification <197A>,Loss on Drying <731>,Melting Range <741> Ia,Residual Solvents <467> (if required),Residue on Ignition <281>,USP Butabarbital RS. | SCC / ISO 17025
7554 | Butalbital by USP36/S2 - pg 6574, 10 g | Assay (requires Loss on Drying <731>),Heavy Metals <231> II,Identification A - Infrared Absorption <197A>,Identification B,Loss on Drying <731>,Organic Impurities,Residual Solvents <467> (if required),Residue on Ignition <281>,Special Handling Fee - Regulated Drug Substance (Disposal),USP Butabarbital RS., USP Butalbital RS., USP Salicylic Acid RS. | SCC / ISO 17025
7555 | Butorphanol Tartrate by USP36/S2 - pg 2725, 10 g | Assay (Requires Water <921> I),Chromatographic Purity - Method A,Chromatographic Purity - Method B,Heavy Metals <231> II,Identification A - Infrared Absorption <197A>,Identification B,Residual Solvents <467> (if required),Residue on Ignition <281>,Specific Rotation <781S> (requires Water <921> I),USP Butorphanol Tartrate RS.,Water <921> I | SCC / ISO 17025
7556 | Butyl Alcohol by ACS10/S3 - pg 218, 300 mL | Assay and Butyl Ether (requires Water),Carbonyl Compounds (diff. pulse polarography),Color APHA,Residue after Evaporation ,Titratable Acid,Water I | SCC / ISO 17025
7557 | Butyl Alcohol by NF31/S1 - pg 1911, 500 mL | Acidity,Aldehydes,Butyl Ether (Modified),Distilling Range <721> II,Limit of Nonvolatile Residue,Residual Solvents <467> (if required),Specific Gravity <841>,Water Determination <921> I | SCC / ISO 17025
7558 | Butylated Hydroxyanisole by NF31/S2 - pg 1912, 40 g | Assay,Heavy Metals <231> II,Identification A,Identification B,Residual Solvents <467> (if required),Residue on Ignition <281>,USP 2-tert-Butyl-4-hydroxyanisole RS., USP 3-tert-Butyl-4-hydroxyanisole RS. | SCC / ISO 17025
7559 | Butylated Hydroxytoluene by NF31/S2 - pg 1912, 110 g | Congealing Temperature <651>,Heavy Metals <231> II,Identification A - Infrared Absorption <197A>,Organic Impurities,Residual Solvents <467> (if required),Residue on Ignition <281>,USP Butylated Hydroxtoluene RS. | SCC / ISO 17025
7560 | Butylhydroxyanisole by EP7/S8 - pg 1531, 10 g | Appearance of Solution (2.2.1 & 2.2.2, II) (requires Solution S),CHARACTERS,EP Butylhydroxanisole CRS.,Heavy Metals (2.4.8, C),Identification A,Identification B (requires Solution S),Identification C,Related Substances (2.2.27),Solution S,Sulfated Ash (2.4.14) | SCC / ISO 17025
7561 | Butylhydroxytoluene by EP7/S8 - pg 1531, 20 g | Appearance of Solution (2.2.1 & 2.2.2, II),CHARACTERS,EP Butylhydroxytoluene CRS.,Freezing-Point (2.2.18),Identification A,Identification B (2.2.25),Identification C (2.2.24),Identification D,Related Substances (2.2.27),Sulfated Ash (2.4.14) | SCC / ISO 17025
7562 | Cadmium Chloride, Anhydrous by ACS10/S3 - pg 220, 50 g | Ammonium,Assay,Ca, Cu, Pb, K, Na, & Zn (by ICPMS, not validated),Calcium, Copper, Lead, Potassium, Sodium, and Zinc,GENERAL DESCRIPTION,Insoluble Matter ,Iron 1,Nitrate and Nitrite 1,Sulfate 1 (requires Insoluble Matter) | SCC / ISO 17025
7563 | Cadmium Sulfate by ACS10/S3 - pg 225, 75 g | Assay ,Ca, Cu, Pb, K, Na, & Zn (by ICPMS, not validated),Calcium, Copper, Lead, Potassium, Sodium, and Zinc,Chloride,GENERAL DESCRIPTION,Insoluble Matter,Iron,Loss on Drying,Nitrate and Nitrite 1 | SCC / ISO 17025
7564 | Caffeine by USP36/S2 - pg 2731, 20 g | Assay (requires Water <921> III),Heavy Metals <231> II,Identification A - Infrared Absorption <197A>,Identification B (requires Water <921> III),Organic Impurities,Residual Solvents <467> (if required),Residue on Ignition <281>,USP Caffeine RS.,Water Determination <921> III | SCC / ISO 17025
7565 | Calamine by USP36/S2 - pg 2734, 30 g | Acid-Insoluble Substances,Alkaline Substances,Arsenic <211> I,Assay,Calcium,Calcium or Magnesium,Identification A - Zinc <191>,Identification B,Lead,Loss on Ignition <733>,Microbial Enumeration Tests <61> and Tests for Specified Microorganisms <62>,Residual Solvents <467> (if required) | SCC / ISO 17025
7566 | Calcitonin Salmon by USP36/S2 - pg 2736 | Heavy Metals <231> II | SCC / ISO 17025
7567 | Calcium | 2.4.3 | SCC / ISO 17025
7568 | Calcium Acetate by USP36/S2 - pg 5956, 500 g | Arsenic <211> I,Assay (Requires Water <921> I),Chloride <221>,Heavy Metals <231> I,Identification - Acetate <191>,Identification - Calcium <191>,Lead <251>,Limit of Aluminum,Limit of Barium,Limit of Fluoride,Limit of Magnesium,Limit of Nitrate,Limit of Potassium,Limit of Sodium,Limit of Strontium,Mg, K, Na, and Sr (by ICPMS, not validated),pH <791>,Readily Oxidizable Substances,Residual Solvents <467> (if required),Sulfate <221>,USP Sodium Fluoride RS,Water Determination <921> I | SCC / ISO 17025
7569 | Calcium Acetate Tablets by USP36/S2 - pg 2745, (# of tablets required depends on label claim) ***SEE ERRATA IN BOOK*** | Assay,Dissolution <711>,Identification - Acetate <191>,Identification - Calcium <191>,Identification - Calcium and Acetate <191>,Limit of Aluminum,Residual Solvents <467> (if required),Uniformity of Dosage Units <905> | SCC / ISO 17025
7570 | Calcium Ascorbate by USP36/S2 - pg 2746, 15 g | Arsenic <211> I,Assay,Heavy Metals <231> II,Identification A - Calcium <191>,Identification B,Identification C - Infrared Absorption <197A>,Limit of Fluoride,Loss on Drying <731>,pH <791>,Residual Solvents <467> (if required),Specific Rotation <781S> (requires Loss on Drying <731>),USP Calcium Ascorbate RS., USP Sodium Fluoride RS | SCC / ISO 17025
7571 | Calcium Carbonate by ACS10/S3 - pg 229, 50 g | Ammonium,Assay,Ba, Mg, K, Na, Sr by SOP 17630, Rev 2 ,Barium,Barium by SOP 17630, Rev 2,Barium, Magnesium, Potassium, Sodium, and Strontium (by ICPMS),Chloride ,Fluoride,Heavy Metals ,Heavy Metals Screen by SOP 17630, Rev 2,Insoluble in Dilute Hydrochloric Acid,Iron by SOP 17630, Rev 2,Iron I,Sulfate | SCC / ISO 17025
7572 | Calcium Carbonate by EP7/S8 - pg 1549, 100 g | Arsenic (2.4.2, A) (requires Solution S),Arsenic by SOP 17630, Rev 2,Assay [requires Loss on drying (2.2.32)],Barium (requires Solution S),Barium by SOP 17630, Rev 2,Barium, Magnesium, Potassium, Sodium, Strontium by SOP 17630, Rev 2,CHARACTERS,Chlorides (2.4.4) (requires Solution S),FUNCTIONALITY-RELATED CHARACTERISTICS,Heavy Metals (2.4.8, A) (requires Solution S),Heavy Metals Screen by SOP 17630, Rev 2,Identification A - Carbonates (2.3.1),Identification B - Calcium (2.3.1) (requires Solution S),Iron (2.4.9),Iron by SOP 17630, Rev 2,Loss on Drying (2.2.32),Magnesium and Alkali Metals,Partical-Size Distribution (2.9.38),Powder Flow (2.9.36),Solution S (2.1.2),Substances Insoluble in Acetic Acid (requires Solution S),Sulfates (2.4.13) (requires Solution S),Trace Metals by SOP 17630, Rev 2 | SCC / ISO 17025
7573 | Calcium Carbonate by FCC8/S3 - pg 164, 100 g | Acid-Insoluble Substances,Arsenic,Arsenic by SOP 17630, Rev 2,Assay,Barium, Magnesium, Potassium, Sodium, Strontium by SOP 17630, Rev 2,DESCRIPTION,Fluoride III,Identification A,Identification B - Calcium (requires Identification A),Lead,Lead by SOP 17630, Rev 2,Loss on Drying,Magnesium and Alkali Salts | SCC / ISO 17025
7574 | Calcium Carbonate by USP36/S2 - pg 2747, 50 g ***SEE ERRATA*** | Acid-Insoluble Substances,Arsenic <211> I,Arsenic by SOP 17630, Rev 2,Assay,Barium,Barium by SOP 17630, Rev 2,Barium, Magnesium, Potassium, Sodium, Strontium by SOP 17630, Rev 2,Heavy Metals <231>,Heavy Metals Screen by SOP 17630, Rev 2,Identification A - Calcium <191>,Iron <241>,Iron by SOP 17630, Rev 2,Lead <251>,Lead by SOP 17630, Rev 2,Limit of Fluoride,Limit of Magnesium and Alkali Salts,Loss on Drying <731>,Mercury <261> IIa,Mercury by SOP 17630, Rev 2,Residual Solvents <467> (if required),Trace Metals by SOP 17630, Rev 2,USP Sodium Fluoride RS | SCC / ISO 17025
7575 | Calcium Chloride by FCC8/S3 - pg 165, 50 g (+1 kg for Acid-Ins.) | Acid-Insoluble Matter (Anhydrous Salt),Arsenic,Assay,DESCRIPTION,Fluoride III,Identification - Calcium,Identification - Chloride,Lead,Magnesium and Alkali Salts | SCC / ISO 17025
7576 | Calcium Chloride by USP36/S2 - pg 2755, 25 g | Aluminum (by ICPMS, not validated),Aluminum <206>,Assay,Heavy Metals <231>,Identification A - Calcium <191> ,Identification B - Chloride <191>,Iron, Aluminum, and Phosphate,Limit of Magnesium and Alkali Salts,pH <791>,Residual Solvents <467> (if required) | SCC / ISO 17025
7577 | Calcium Chloride Dihydrate by EP7/S8 - pg 1550, 50 g | Acidity or Alkalinity (requires Solution S),Aluminum (2.4.17),Aluminum (requires Solution S),Appearance of Solution (2.2.1 & 2.2.2, II) (requires Solution S),Assay (2.5.11),Barium (requires Solution S),CHARACTERS,Heavy Metals (2.4.8, A) (requires Solution S),Identification A - Chlorides (2.3.1, a) (requires Solution S),Identification B - Calcium (2.3.1, a & b),Identification C,Iron (2.4.9) (requires Solution S),Magnesium and Alkali Metals (requires Solution S),Solution S,Sulfates (2.4.13) (requires Solution S) | SCC / ISO 17025
7578 | Calcium Chloride Hydrate by JP16/S1 - pg 497, 25 g | Assay <2.50>,DESCRIPTION,Identification <1.09> - Calcium Salt & Chloride,pH <2.54>,Purity (1) Clarity and Color of Solution,Purity (2) Sulfate <1.14>,Purity (3) Hypochlorite,Purity (4) Heavy Metals <1.07> 1,Purity (5) Iron, Aluminum or Phosphate,Purity (6) Barium,Purity (7) Arsenic <1.11> 1 | SCC / ISO 17025
7579 | Calcium Chloride Solution by FCC8/S3 - pg 166, 500 mL | Alkalinity [as Ca(OH2)],Assay,DESCRIPTION,Fluoride III,Identification - Calcium,Identification - Chloride,Lead,Magnesium and Alkali Salts | SCC / ISO 17025
7580 | Calcium Citrate by USP36/S2 - pg 2756, 50 g | Arsenic <211> I,Assay,Heavy Metals <231> I,Identification A,Identification B,Lead <251>,Limit of Acid-Insoluble Substances,Limit of Fluoride,Loss on Drying <731>,Residual Solvents <467> (if required),USP Sodium Fluoride RS. | SCC / ISO 17025
7581 | Calcium Gluconate by USP36/S2 - pg 2758, 75 g ***SEE ERRATA IN BOOK*** | Arsenic <211> I,Assay (requires Loss on Drying <731>),Chloride <221>,Heavy Metals <231> II,Identification A - Calcium <191>,Identification B - Thin-Layer Chromatography,Limit of Iron,Limit of Iron (by ICPMS, not validated),Limit of Magnesium and Alkali Metals,Limit of Oxalate,Limit of Phosphate,Loss on Drying <731>,Reducing Substances,Residual Solvents <467> (if required),Sulfate <221>,USP Potassium Gluconate RS. | SCC / ISO 17025
7582 | Calcium Hydrogen Phosphate, Anhydrous by EP7/S8 - pg 4905, 50 g | Acid-Insoluble Substances,Arsenic (2.4.2, A) (requires Solution S),Assay,Barium,Bulk and Tapped Density (2.9.34),Carbonates,CHARACTERS,Chlorides,Fluorides (2.2.36, II),FUNCTIONALITY-RELATED CHARACTERISTICS,Heavy Metals (2.4.8, A) (requires Solution S),Identification A,Identification B,Identification C,Iron (2.4.9) (requires Solution S),Loss on Ignition,Particle-Size Distribution (2.9.38),Powder Flow (2.9.36),Solution S,Sulfates | SCC / ISO 17025
7583 | Calcium Hydroxide by USP36/S2 - pg 2762, 25 g | Assay,Carbonate,Heavy Metals <231>,Identification A,Identification B - Calcium <191>,Limit of Acid-Insoluble Substances,Limit of Magnesium and Alkali Salts,Residual Solvents <467> (if required) | SCC / ISO 17025
7584 | Calcium in Absorbed Vaccines | 2.5.14 | SCC / ISO 17025
7585 | Calcium Lactate by USP36/S2 - pg 2763, 20 g | Acidity,Assay (requires Loss on Drying <731>),Heavy Metals <231>,Identification A - Calcium <191>,Identification B - Infrared Absorption <197A>,Limit of Magnesium and Alkali Salts,Loss on Drying <731>,Residual Solvents <467> (if required),USP Calcium Lactate RS.,Volatile Fatty Acid | SCC / ISO 17025
7586 | Calcium Levofolinate Pentahydrate by EP7/S8 - pg 1563, 10 g | Acetone and Ethanol (2.2.28),Appearance of Solution (2.2.1 & 2.2.25) (requires Solution S),Assay - Calcium (2.5.11),Assay - Calcium Folinate (2.2.29),Bacterial Endotoxins (2.6.14),CHARACTERS,Chlorides (2.2.20),EP Calcium Folinate CRS., EP Formylfolic Acid CRS.,Heavy Metals (2.4.8, F),Identification A (requires Acetone and Ethanol & Water),Identification B (2.2.24),Identification C (2.2.27),Identification D - Calcium (2.3.1, b),Impurity H (2.2.29),pH (2.2.3) (requires Solution S),Platinum (2.2.23, II),Related Substances (2.2.29),Solution S,Specific Optical Rotation (2.2.7) [requires Acetone and Ethanol & Water (2.5.12)],Water (2.5.12) | SCC / ISO 17025
7587 | Calcium Nitrate Tetrahydrate by ACS10/S3 - pg 241, 90 g | Assay,Barium,Chloride,Heavy Metals,Insoluble Matter,Iron,Magnesium, Potassium, Sodium, and Strontium,Mg, K, Na & Sr (by ICPMS, not validated),Nitrite,Nitrite (by IC, not validated),pH of a 5% Solution at 25.0 Degrees C,Sulfate | SCC / ISO 17025
7588 | Calcium Oxide by FCC8/S3 - pg 180, 25 g | Acid-Insoluble Substances,Alkalies or Magnesium,Arsenic,Assay,DESCRIPTION,Fluoride ,Identification - Calcium,Lead,Loss on Ignition | SCC / ISO 17025
7589 | Calcium Pantothenate by EP7/S8 - pg 1566, 25 g | 3-Aminopropionic Acid (2.2.27),Appearance of Solution (2.2.1 & 2.2.2, II) (requires Solution S),Assay [requires Loss on drying (2.2.32)],CHARACTERS,Chlorides (2.4.4) (requires Solution S),EP Calcium Pantothenate CRS.,Heavy Metals (2.4.8, A) (requires Solution S),Identification A [requires Loss on Drying (2.2.32)],Identification B,Identification C (requires Solution S),Identification D - Calcium (2.3.1, a),Loss on Drying (2.2.32),pH (2.2.3) (requires Solution S),Solution S,Specific Optical Rotation (2.2.7) [requires Loss in Drying (2.2.32)] | SCC / ISO 17025
7590 | Calcium Pantothenate by FCC8/S3 - pg 181, 50 g | Alkalinity,Alkaloids,Assay,Calcium Content,DESCRIPTION,Identification A - Calcium,Identification B - Infrared Absorption,Identification C,Lead,Lead (by ICPMS, not validated),Loss on Drying,Optical (Specific) Rotation,Organic Impurities,USP Calcium Pantothenate RS. | SCC / ISO 17025
7591 | Calcium Pantothenate by USP36/S2 - pg 2766, 25 g | Alkalinity,Content of Calcium (requires Loss on Drying <731>),Heavy Metals <231>,Identification A - Infrared Absorption <197A>,Identification B - Calcium <191>,Loss on Drying <731>,Nitrogen Determination <461> I (requires Loss on Drying <731>),Ordinary Impurities <466>,Residual Solvents <467> (if required),Specific Rotation <781S> (requires Loss on Drying <731>),USP Beta Alanine RS., USP Calcium Pantothenate RS. | SCC / ISO 17025
7592 | Calcium Phosphate Anhydrous, Dibasic by USP36/S2 - pg 2770, 100 g ***SEE ERRATA IN BOOK*** | Arsenic <211> I,Assay,Barium,Carbonate,Chloride <221>,Heavy Metals <231> I,Identification A,Identification B,Limit of Acid-Insoluble Substances,Limit of Fluoride ,Loss on Ignition <733>,Residual Solvents <467> (if required),Sulfate <221>,USP Sodium Fluoride RS. | SCC / ISO 17025
7593 | Calcium Phosphate by EP7/S8 - pg 1568, 50 g | Acid-Insoluble Matter,Arsenic (2.4.2, A) (requires Solution S),Assay,Bulk and Tapped Density (2.9.34),CHARACTERS,Chlorides (2.4.4),Fluorides (2.2.36, II),FUNCTIONALITY-RELATED CHARACTERISTICS,Heavy Metals (2.4.8, A) (requires Solution S),Identification A - Phosphates (2.3.1, b),Identification B - Calcium (2.3.1, b),Identification C,Iron (2.4.9) (requires Solution S),Loss on Ignition,Particle-Size Distribution (2.9.38),Powder Flow (2.9.36),Solution S,Sulfates (2.4.13) (requires Solution S) | SCC / ISO 17025
7594 | Calcium Phosphate Dihydrate, Dibasic by USP36/S2 - pg 2768, 100 g ***SEE ERRATA IN BOOK*** | Arsenic <211> I,Assay,Barium,Carbonate,Chloride <221>,Heavy Metals <231> I,Identification A,Identification B,Limit of Acid-Insoluble Substances,Limit of Fluoride ,Loss on Ignition <733>,Residual Solvents <467> (if required),Sulfate <221>,USP Sodium Fluoride RS. | SCC / ISO 17025
7595 | Calcium Phosphate, Dibasic, Anhydrous by JP16/S1 - pg 504 & 2375, 25 g (* Harmonized with USP/EP) | Assay <2.50>*,DESCRIPTION,Identification (1)*,Identification (2)*,Loss on Ignition <2.43>*,Purity (1) Acid-Insoluble Substances*,Purity (2) Chloride,Purity (3) Sulfate,Purity (4) Carbonate*,Purity (5) Heavy Metals <1.07>,Purity (6) Barium*,Purity (7) Arsenic <1.11> | SCC / ISO 17025
7596 | Calcium Phosphate, Tribasic by NF31/S2 - pg 1913, 50 g | Acid-Insoluble Substances (requires Carbonate),Arsenic <211> I,Assay,Barium,Carbonate,Chloride <221>,Dibasic Salt and Calcium Oxide,Heavy Metals <231> I,Identification A,Identification B - Calcium <191>,Limit of Fluoride,Limit of Nitrate,Loss on Ignition <733>,Residual Solvents <467> (if required),Sulfate <221>,Water-Soluble Substances | SCC / ISO 17025
7597 | Calcium Silicate by NF31/S2 - pg 1916, 30 g | Assay - Calcium Oxide,Assay - Silicon Dioxide,Heavy Metals <231>,Identification A - Calcium <191>,Identification B,Lead (by ICPMS, not validated),Limit of Fluoride,Limit of Lead,Loss on Ignition <733>,pH <791>,Ratio of Silicon Dioxide to Calcium Oxide,Residual Solvents <467> (if required),Sum of CaO, SiO2, and Loss on Ignition,USP Sodium Fluoride RS. | SCC / ISO 17025
7598 | Calcium Stearate by NF31/S2 - pg 1918, 100 g | Assay,Heavy Metals <231> (modified),Identification A - Calcium <191>,Identification B - Congealing Temperature <651>,Loss on Drying <731>,Residual Solvents <467> (if required) | SCC / ISO 17025
7599 | Calcium Sulfate by FCC8/S3 - pg 196, 25 g | Assay (requires Loss on Drying),DESCRIPTION,Fluoride,Identification A,Identification B,Lead ,Lead (by ICPMS, not validated),Loss on Drying,Selenium II | SCC / ISO 17025
7600 | Calcium Sulfate by NF31/S2 - pg 1919, 15 g ***SEE ERRATA*** | Assay (requires Loss on Drying <731>),Heavy Metals <231> I,Identification A - Calcium <191>,Identification B - Sulfate <191>,Iron <241>,Loss on Drying <731>,Residual Solvents <467> (if required) | SCC / ISO 17025
7601 | Calcium Sulfate Dihydrate by EP7/S8 - pg 1569, 20 g | Acidity or Alkalinity,Arsenic (2.4.2) (requires Solution S),Assay,Bulk and Tapped Density (2.9.34),CHARACTERS,Chlorides (2.4.4),FUNCTIONALITY-RELATED CHARACTERISTICS,Heavy Metals (2.4.8, A),Identification A ,Identification B - Sulfates (2.3.1, a) (requires Solution S),Identification C - Calcium (2.3.1, a) (requires Solution S),Iron (2.4.9),Loss on Ignition,Particle-Size Distribution (2.9.38),Powder Flow (2.9.36),Solution S | SCC / ISO 17025
7602 | Camphor by USP36/S2 - pg 2774, 20 g | Appearance of Solution,Halogens,Limit of Nonvolatile Residue,Melting Range or Temperature <741>,Residual Solvents <467> (if required),Specific Rotation <781S> | SCC / ISO 17025
7603 | Capillary Electrophoresis | <727> | SCC / ISO 17025
7604 | Capillary Electrophoresis | 2.2.47 | SCC / ISO 17025
7605 | Capillary Viscometer Method | 2.2.9 | SCC / ISO 17025
7606 | Caprylic Acid Sodium Salt by USP/EP | see Sodium Caprylate | SCC / ISO 17025
7607 | Carbamazepine by USP36/S2 - pg 2787, 30 g | Acidity,Alkalinity,Assay (requires Loss on Drying <731>),Chloride <221>,Heavy Metals <231> II,Identification <197A>,Loss on Drying <731>,Related Compounds,Residual Solvents <467> (if required),Residue on Ignition <281>,USP Carbamazepine RS., USP Carbamezapine Related Compound A RS., USP Carbamezapine Related Compound B RS.,X-Ray Diffraction <941> | SCC / ISO 17025
7608 | Carbinoxamine Maleate by USP36/S2 - pg 2795, 30 g | Assay,Identification A <197A>,Identification B <197U>,Loss on Drying <731>,Melting Range <741>,Ordinary Impurities <466>,pH <791>,Residual Solvents <467> (if required),Residue on Ignition <281>,USP Carbinoxamine Maleate RS. | SCC / ISO 17025
7609 | Carbinoxamine Maleate Tablets by USP36/S2 - pg 2796, 100 Tablets | Assay,Dissolution <711>,Identification <501>,Residual Solvents <467> (if required),Uniformity of Dosage Units <905>,USP Carbinoxamine Maleate RS. | SCC / ISO 17025
7610 | Carbomer 1342 by NF31/S2 - pg 1929, 25 g | Assay - Carboxylic Acid Content,Heavy Metals <231> II,Identification A,Identification B,Limit of Benzene,Loss on Drying <731>,Residual Solvents <467> (if required),Rotational Rheometer Methods <912> | SCC / ISO 17025
7611 | Carbomer 934P by NF31/S2 - pg 1925, 25 g | Assay - Carboxylic Acid Content,Heavy Metals <231> II,Identification A,Identification B,Limit of Benzene,Loss on Drying <731>,Residual Solvents <467> (if required),Rotational Rheometer Methods <912> | SCC / ISO 17025
7612 | Carbomer Copolymer by NF31/S2 - pg 1930, 35 g | Assay - Content of Carboxylic Acid,Heavy Metals <231> II,Identification A - Infrared Absorption <197A>,Identification B,Limit of Acrylic Acid,Limit of Benzene,Limit of Ethyl Acetate and Cyclohexane,Loss on Drying <731>,Residual Solvents <467> (if required),Rotational Rheometer Methods <912> | SCC / ISO 17025
7613 | Carbomer Homopolymer by NF31/S2 - pg 1933, 35 g | Assay - Content of Carboxylic Acid,Heavy Metals <231> II,Identification A - Infrared Absorption <197A>,Identification B,Identification C (requires Identification B),Identification D,Limit of Acrylic Acid,Limit of Benzene,Limit of Ethyl Acetate and Cyclohexane,Loss on Drying <731>,Residual Solvents <467> (if required),Residue on Ignition <281>,Rotational Rheometer Methods <912> | SCC / ISO 17025
7614 | Carbomers by EP7/S8 - pg 1581, 75 g | Apparent Viscosity (2.2.10),Assay [requires Loss on drying (2.2.32)],Benzene (2.4.24, System A),Carboxylic Acid Groups [requires Loss on Drying (2.2.32)],CHARACTERS,Free Acrylic Acid (2.2.29),FUNCTIONALITY-RELATED CHARACTERISTICS,Heavy Metals (2.4.8, C),Identification A (2.2.24),Identification B,Identification C,Identification D,Loss on Drying (2.2.32),Sulfated Ash (2.4.14) | SCC / ISO 17025
7615 | Carbon Black by ASTM | Iodine Adsorption Number by ASTM D1510-99,Oil Absorption Number by ASTM D2414-00a | SCC / ISO 17025
7616 | Carbon Dioxide by FCC8/S3 - pg 212, need a previously unopened, gas cylinder (or tank) with liquid and perhaps client's regulator or valve | Assay,Carbonyl Sulfide,Hydrogen Sulfide,Identification A - Carbon Dioxide,Identification B,Nitric Oxide and Nitrogen Dioxide,Nonvolatile Hydrocarbons,Sulfur Dioxide,Volatile Hydrocarbons (as Methane),Water | SCC / ISO 17025
7617 | Carbon Dioxide by USP36/S2 - pg 2797, check tests for volume | Assay,Carbon Monoxide,Fixed Gases by GC (not validated),Identification A,Limit of Ammonia,Limit of Hydrogen Sulfide,Limit of Nitric Oxide,Nitrogen Dioxide,Sulfur Dioxide,Water Determination | SCC / ISO 17025
7618 | Carbon Dioxide in Medicinal Gases | 2.5.24 | SCC / ISO 17025
7619 | Carbon Monoxide in Medicinal Gases, Method A | 2.5.25 A | SCC / ISO 17025
7620 | Carbon Monoxide in Medicinal Gases, Method B | 2.5.25 B | SCC / ISO 17025
7621 | Carbopol by EP | See Carbomers | SCC / ISO 17025
7622 | Carboxymethylcellulose Sodium 12 by NF31/S2 - pg 1940, 25 g | Assay - Degree of Substitution,Heavy Metals <231> II,Identification A (requires Identification Preparation),Identification B (requires Identification Preparation),Identification C - Sodium <191> (requires Identification Preparation),Identification Preparation,Limit of Sodium Chloride (requires Loss on Drying <731>),Limit of Sodium Glycolate (requires Loss on Drying <731>),Loss on Drying <731>,pH <791>,Residual Solvents <467> (if required),Rotational Rheometer Methods <912> | SCC / ISO 17025
7623 | Carboxymethylcellulose Sodium by USP36/S2 - pg 2807, 25 g | Assay (requires Loss on Drying),Heavy Metals <231> II,Identification A (requires Identification Preparation),Identification B (requires Identification Preparation),Identification C - Sodium <191> (requires Identification Preparation),Identification Preparation,Loss on Drying <731>,pH <791>,Residual Solvents <467> (if required),Rotational Rheometer Methods <912> | SCC / ISO 17025
7624 | Carmellose Sodium by EP7/S8 - pg 1589, 25 g | Apparent Viscosity (2.2.10),Appearance of Solution (2.2.1 & 2.2.2, II) (requires Solution S),CHARACTERS,Chlorides (2.4.4) (requires Solution S),Heavy Metals (2.4.8, A),Identification A (requires Solution S),Identification B (requires Solution S),Identification C - Sodium (2.3.1, a & b),Loss on Drying (2.2.32),pH (2.2.3) (requires Solution S),Sodium Glycollate [requires Loss on Drying (2.2.32)],Solution S [requires Loss on Drying (2.2.32)],Sulfated Ash (2.4.14) | SCC / ISO 17025
7625 | Carnauba Wax by EP7/S8 - pg 1592, 20 g | Acid Value,Appearance of Solution (2.2.1 & 2.2.2, II),CHARACTERS,Identification (2.2.27),Melting Point (2.2.15),Saponification Value,Total Ash (2.4.16) | SCC / ISO 17025
7626 | Carnauba Wax by FCC8/S3 - pg 216, 30 g | Acid Value [Fats and Related Substances] I,DESCRIPTION,Ester Value (requires Acid Value and Saponification Value),Lead,Lead (by ICPMS, not validated),Melting Range or Temperature Determination,Residue on Ignition (Sulfated Ash),Saponification Value,Unsaponifiable Matter | SCC / ISO 17025
7627 | Carnauba Wax by NF31/S2 - pg 2275, 35g | Acid Value,Heavy Metals <231> II,Melting Range or Temperature Class II <741>,Residual Solvents <467> (if required),Residue on Ignition <281>,Saponification Value <401> | SCC / ISO 17025
7628 | Cascara Sagrada by USP36/S2 - pg 2827, 50 g | Botanic Characteristics,Content for Cascarosides,Content of Total Hydroxyanthracene Derivatives ,Foreign Organic Matter <561>,Identification A,Identification B,Identification C,Residual Solvents <467> (if required),Water Determination <921> III | SCC / ISO 17025
7629 | Cassia Oil by FCC8/S3 - pg 236, 50 mL | Angular Rotation,Assay - Aldehydes,Chlorinated Compounds,DESCRIPTION,Identification - Infrared Spectra,Refractive Index,Rosin or Rosin Oils,Solubility in Alcohol,Specific Gravity | SCC / ISO 17025
7630 | Castor Oil by USP36/S2 - pg 2832, 100 g | Distinction from Most Other Fixed Oils,Free Fatty Acids <401>,Heavy Metals <231> II,Hydroxyl Value <401>,Iodine Value <401>,Residual Solvents <467> (if required),Saponification Value <401>,Specific Gravity <841> | SCC / ISO 17025
7631 | Castor Oil, XX Hydrogenated | See Polyoxyl XX Hydrogenated Castor Oil | SCC / ISO 17025
7632 | Castor Oil, Hydrogenated by NF | See Castor Oil by USP | SCC / ISO 17025
7633 | Castor Oil, Hydrogenated by NF31/S2 - pg 1947, 100 g | Acid Value (Free Fatty Acids) <401>,Heavy Metals <231> II,Hydroxyl Value <401>,Iodine Value <401>,Melting Range or Temperature <741> II,Residual Solvents <467> (if required),Saponification Value <401> | SCC / ISO 17025
7634 | Castor Oil, Virgin by EP7/S8 - pg 4908, 50 g | Acid Value (2.5.1),CHARACTERS,Composition of Fatty Acids (2.4.22) (requires EP Methyl Stearate CRS.),EP Methyl Ricinoleate CRS., EP Methyl Stearate CRS.,Hydroxyl Value (2.5.3, A),Identification A (2.2.1),Identification B - Specific Absorbance (2.2.25),Identification C - Composition of Fatty Acids (2.4.22) (requires EP Methyl Stearate CRS.),Optical Rotation (2.2.7),Peroxide Value (2.5.5),Specific Absorbance (2.2.25),Unsaponifiable Matter (2.5.7),Water (2.5.32) | SCC / ISO 17025
7635 | Cefazolin Injection by USP36/S2 - pg 2846, multiple containers, see tests | Assay,Bacterial Endotoxins <85>,Identification,Particulate Matter <788>,pH <791>,Residual Solvents <467> (if required),Sterility <71>,USP Cefazolin RS., USP Endotoxin RS. | SCC / ISO 17025
7636 | Ceftazidime by USP36/S2 - pg 2886, 2 g | Assay (requires Loss on Drying),Crystallinity <695>,Identification,Loss on Drying <731>,Other Requirements,pH <791>,Residual Solvents <467> (if required),Sterility <71>,USP Ceftazidime, Delta-3-Isomer RS, Ceftazidime Pentahydrate RS. USP Endotoxin RS. | SCC / ISO 17025
7637 | Ceftazidime for Injection by USP36/S2 - pg 2887, depends on concentration | Assay (requires Loss on Drying, Sodium Carbonate, and/or Content of Arginine),Bacterial Endotoxins <85>,Content of Arginine (where present),Identification A,Identification B,Labeling <1>,Limit of Pyridine,Loss on Drying <731>,Other Requirements,Particulate Matter <788>,pH <791>,Residual Solvents <467> (if required),Sodium Carbonate (where present),Sterility <71>,USP L-Arginine RS., USP Ceftazidime Delta-3-Isomer RS., USP Ceftazidime Pentahydrate RS., USP Endotoxin RS. | SCC / ISO 17025
7638 | Celite by NF | See Siliceous Earth | SCC / ISO 17025
7639 | Cellacefate by NF31/S2 - pg 1948, 50 g | Assay - Content of Acetyl (requires Water Determination <921> I),Assay - Phthalyl Content (requires Water Determination <921> I),Heavy Metals <231> II,Identification A - Infrared Absorption <197A>,Limit of Free Acid,Residual Solvents <467> (if required),Residue on Ignition <281>,USP Cellacefate RS.,Viscosity - Capillary Viscometer Methods <911>,Water Determination <921> I | SCC / ISO 17025
7640 | Cellulose Acetate by NF31/S2 - pg 1953, 30 g | Assay - Content of Acetyl <541> (requires Loss on Drying <731>),Heavy Metals <231> II,Identification - Infrared Absorption,Limit of Free Acid,Loss on Drying <731>,Residual Solvents <467> (if required),Residue on Ignition <281>,USP Cellulose Acetate RS. | SCC / ISO 17025
7641 | Cellulose Acetate Phthalate by NF | See Cellacefate | SCC / ISO 17025
7642 | Cellulose, Microcrystalline and Carboxymethylcellulose Sodium by NF31/S2 - pg 1950, 250 g | Assay - Carboxymethylcellulose Sodium (requires Loss on Drying <731>),Heavy Metals <231> II,Identification A,Identification B (requires Identification A),Identification C (requires Identification A),Loss on Drying <731>,pH <791>,Residual Solvents <467> (if required),Residue on Ignition <281>,Rotational Rheometer Methods <912> | SCC / ISO 17025
7643 | Cellulose, Microcrystalline by EP7/S8 - pg 1634, 150 g | CHARACTERS,Conductivity (2.2.38),Ether-Soluble Substances,FUNCTIONALITY-RELATED CHARACTERISTICS,Heavy Metals (2.4.8, C),Identification A,Identification B (2.2.9),Loss on Drying (2.2.32),Microbial Contamination (2.6.12 & 2.6.13),Particle-Size Distribution (2.9.38),pH (2.2.3),Powder Flow (2.9.36),Solubility,Sulfated Ash (2.4.14),Water-Soluble Substances | SCC / ISO 17025
7644 | Cellulose, Microcrystalline by NF31/S2 - pg 1949, 200 g | Bulk Density ,Conductivity,Ether-Soluble Substances,Heavy Metals <231> II,Identification A,Identification B (requires Loss on Drying <731>),Loss on Drying <731>,Microbial Enumeration Tests <61> and Tests for Specified Microorganisms <62>,Particle Size Distribution Estimation by Analytical Sieving <786>,pH <791>,Residual Solvents <467> (if required),Residue on Ignition <281>,Water-Soluble Substances | SCC / ISO 17025
7645 | Cellulose, Powdered by NF31/S2 - pg 1953, 150 g | Ether-Soluble Substances,Heavy Metals <231> II,Identification A,Identification B (requires Loss on Drying <731>),Loss on Drying <731>,Microbial Enumeration Tests <61> and Tests for Specified Microorganisms <62>,pH <791>,Residual Solvents <467> (if required),Residue on Ignition <281> (requires Loss on Drying <731>),Water-Soluble Substances | SCC / ISO 17025
7646 | Ceteth 20 by NF | See Polyoxyl 20 Cetostearyl Ether by NF | SCC / ISO 17025
7647 | Cetyl Alcohol by NF31/S2 - pg 1956, 10 g ***SEEE ERRATA*** | Acid Value <401>,Assay,Hydroxyl Value <401>,Identification A,Iodine Value <401>,Residual Solvents <467> (if required),USP Cetyl Alcohol RS., Stearyl Alcohol RS. | SCC / ISO 17025
7648 | Cetylpyridinium Chloride by USP36/S2 - pg 2921, 25 g | Acidity,Assay (requires Water),Heavy Metals <231> II,Identification A <197A>,Identification B <197U>,Identification C - Chloride <191>,Melting Range or Temperature <741> I,Pyridine,Residual Solvents <467> (if required),Residue on Ignition <281>,USP Cetylpyridinium Chloride RS.,Water Determination <921> I | SCC / ISO 17025
7649 | Charcoal, Activated by EP7/S8 - pg 1649, 50 g | Acidity or Alkalinity,Acid-Soluble Substances,Adsorption Power,Alkali-Soluble Coloured Substances,CHARACTERS,Copper, Lead, and Zinc (by ICPMS not validated) (requires Solution S),Ethanol (96 Per Cent) Soluble Substances,Fluorescent Substances (modified, not validated),Identification A,Identification B,Loss on Drying (2.2.32),Microbial Contamination (2.6.12),Solution S,Sulfated Ash (2.4.14),Sulphides | SCC / ISO 17025
7650 | Charcoal, Activated by USP36/S2 - pg 2923, 50g | Acid-Soluble Substances,Adsorptive Power,Chloride <221> ,Cyanogen Compounds,Heavy Metals <231>,Loss on Drying <731>,Microbial Enumeration Tests <61> and Absence of Specified Microorganisms <62>,Reaction,Residual Solvents <467> (if required),Residue on Ignition <281>,Sulfate <221> ,Sulfide,Uncarbonized Constituents | SCC / ISO 17025
7651 | Chemical analysis and physical testing requirements of USP <381> for Elastomeric Closures for Injections typically used as part of a vial, bottle, or pre-filled syringe package system - Tests include: Turbidity (opalescence) of a WFI extraction solution, Color of a WFI extraction solution, Acidity or Alkalinity of a WFI extraction solution, Absorbance of a WFI extraction solution, Reducing substances of a WFI extraction solution, Heavy metals of a WFI extraction solution, Extractable zinc of a WFI extraction solution, Ammonium of a WFI extraction solution, Volatile sulphides, Penetrability, Fragmentation, Self-Sealing | USP <381> | SCC / ISO 17025
7652 | Chemical Method, Chromatographic Method,Vitamin A Assay | <571> | SCC / ISO 17025
7653 | Chemical Method, Chromatographic Method,Vitamin D Assay | <581> | SCC / ISO 17025
7654 | Chemistry Tests | Acid-Insoluble Ash <561>,Adhesives: Composite-Composite Shear Test,Apparent Viscosity (2.2.9),Arsenic <211> II,Botanic Characteristics,CHARACTERS,Copper, Quantitative Test,Determination of Fluoride in Mineral Acids by Ion Selective Electrode,Determination of Trace Metals in Plating Bath Solutions and other Liquid Samples by ICP-OES,Except for: Method B,Functionally-Related Characteristics,Glucose and Fructose (2.2.27) (requires Sieve Test),Heavy Metals <231> II,Identification A,Identification B (requires Sieve Test),Identification C,Identification D (requires Sieve Test),Insoluble Matter (requires Sieve Test),Insoluble Residue,Lead <251>,Loss on Drying (2.2.32) (requires Sieve Test),Microbial Contamination (2.6.12 & 2.6.13),Microbial Enumeration Tests <61> and Tests for Specified Microorganisms <62>,Only for: Flagging and Bond Strength after Solvent Immersion,Only for: Method A,Operation and Calibration of an Orion Model 520A with Fluoride Ion Selective Electrode,Phosphoric Acid Anodizing Solutions, Analysis of Chloride Test ACS 10th Ed., Chloride Test on Phosphoric Acid,Plastics: Differential Scanning Calorimetry (DSC): Part 1 - General Principles,Plastics: Differential Scanning Calorimetry (DSC): Part 2 - Determination of glass transition temperature and glass transition step height,Plastics: Differential Scanning Calorimetry (DSC): Part 5 - Determination of characteristic reaction-curve temperatures and times, enthalpy of reaction and degree of conversion,Residual Solvents <467> (if required),Sandwich Adhesive and Laminates: Determination of Peeling Strength: Climbing Drum Test,Sieve Test (2.9.12) ,Silica, Quantitative Test,Solubility and Reaction,Solution S (requires Sieve Test),Standard Practice for Conditioning Plastics for Testing,Standard Practice for Rubber-Measurement of Dimensions,Standard Test Method for Apparent Shear Strength of Single-Lap-Joint Adhesively Bonded Metal Specimens by Tension Loading (Metal-to-Metal),Standard Test Method for Brittleness Temperature of Plastics and Elastomers by Impact,Standard Test Method for Coefficient of Linear Thermal Expansion of Plastics Between -30°C and 30°C With a Vitreous Silica Dilatometer,Standard Test Method for Density of Plastics by the Density-Gradient Technique,Standard Test Method for Flexural Properties of Unreinforced and Reinforced Plastics and Electrical Insulating Materials by Four-Point Bending,Standard Test Method for Ignition Loss of Cured Reinforced Resins,Standard Test Method for Melt Flow Rates of Thermoplastics by Extrusion Plastometer,Standard Test Method for Open Cell Content of Rigid Cellular Plastics,Standard Test Method for Peel Adhesion of Pressure-Sensitive Tape,Standard Test Method for Pressure-Sensitive Adhesive-Coated Tapes Used for Electrical and Electronic Applications,Standard Test Method for Rubber Property-Durometer Hardness,Standard Test Method for Shear Strength of Plastics by Punch Tool,Standard Test Method for Short-Beam Strength of Polymer Matrix Composite Materials and Their Laminates,Standard Test Method for Tear Strength of Conventional Vulcanized Rubber and Thermoplastic Elastomers,Standard Test Method for Tensile Properties of Plastics,Standard Test Method for Tensile Properties of Thin Plastic Sheeting,Standard Test Method for Tensile Strength and Elongation of Pressure-Sensitive Tapes,Standard Test Method for Thickness of Pressure-Sensitive and Gummed Tapes,Standard Test Method for Water Absorption of Plastics,Standard Test Methods for Density and Specific Gravity (Relative Density) of Plastics by Displacement,Standard Test Methods for Determining the Izod Pendulum Impact Resistance of Plastics,Standard Test Methods for Flexural Properties of Unreinforced and Reinforced Plastics and Electrical Insulating Materials,Standard Test Methods for Rubber Property-Adhesion to Rigid Substrates,Standard Test Methods for Rubber Property-Compression Set,Standard Test Methods for Surface and Interfacial Tension of Solutions of Surface-Active Agents,Standard Test Methods for Vulcanized Rubber and Thermoplastic Rubbers and Thermoplastic Elastomers-Tension,Starch or Dextrin,Starch, Dextrin, and Agar (requires Solution S),Sterculia Gum - A (requires Sieve Test),Sterculia Gum - B (requires Sieve Test),Tannin-Bearing Gums,Tannins (requires Solution S),Total Ash (2.4.16),Total Ash <561>,Tragacantha,Unidirectional Laminates: Determination of Apparent Interlaminar Shear Strength,Water Determination <921> III | SCC / ISO 17025
7655 | Chitosan by NF31/S2 - pg 1959, 25 g | Apparent Average Molecular Weight and Molecular Weight Distribution <621>,Assay - Degree of Deacetylation <761>,Bacterial Endotoxins Test <85>,Heavy Metals <231> III,Identification A - Infrared Absorption <197A>,Identification B,Limit of Iron <730> (requires Sample Preparation for <730>),Limit of Lead, Mercury, Chromium, Nickel, Cadmium, and Arsenic <730> (requires Sample Preparation for <730>),Limit of Protein Content <1056>,Loss on Drying (2.2.32),Microbial Enumeration Tests <61> and Tests for Specified Microorganisms <62>,Residual Solvents <467> (if required),Residue on Ignition <281>,Sample Preparation for <730>,USP Chitosan RS., USP Endotoxin RS | SCC / ISO 17025
7656 | Chitosan Hydrochloride by EP7/S8 - pg 1651, 25 g | Degree of Deacteylation per ASTM F2260 - requires 0.1 g,Appearance of Solution (2.2.1 & 2.2.2, II) (requires Solution S),CHARACTERS,Chlorides,Degree of Deacetylation (2.2.25),EP Chitosan Hydrochloride CRS.,Heavy Metals (2.4.8, F),Identification A (2.2.24),Identification B - Chlorides (2.3.1, a),Identification C (requires Solution S),Identification D (requires Solution S),Loss on Drying (2.2.32),Matter Insoluble in Water (2.1.2),pH (2.2.3) (requires Solution S),Solution S,Sulfated Ash (2.4.14),Viscosity (2.2.10) (requires Solution S) | SCC / ISO 17025
7657 | Chlorambucil by USP36/S2 - pg 2924, 1 g | Assay (requires Water),Identification A <197S>,Identification B,Melting Range <741>,Residual Solvents <467> (if required),USP Chlorambucil RS.,Water <921> I | SCC / ISO 17025
7658 | Chloramphenicol by USP36/S2 - pg 2925, 5 g | Assay,Bacterial Endotoxins <85>,Chromatographic Purity,Crystallinity <695>,Identification A <197A>,Identification B,Melting Range <741>,pH <791>,Residual Solvents <467> (if required),Specific Rotation <781S>,Sterility <71>,USP Chloramphenicol RS., USP Endotoxin RS. | SCC / ISO 17025
7659 | Chloramphenicol Tablets by USP36/S2 - pg 2929, 50 tablets | Assay,Disintegration <701>,Identification ,Residual Solvents <467> (if required),Uniformity of Dosage Units <905>,USP Chloramphenicol RS. | SCC / ISO 17025
7660 | Chlorhexidine Diacetate by EP7/S8 - pg 1659, 15 g | Assay (2.2.20),Chloroaniline,EP Chlorhexidine Diacetate CRS., EP Chlorhexidine for Performance Test CRS.,Identification A (2.2.24),Identification B,Identification C (2.2.14),Identification D - Acetates (2.3.1, a),Loss on Drying (2.2.32),Related Substances (2.2.29),Sulfated Ash (2.4.14) | SCC / ISO 17025
7661 | Chlorhexidine Gluconate Solution by USP36/S2 - pg 2944, 100 mL | Assay,Identification A - Infrared Absorption <197A>,Identification B - TLC <201>,Organic Impurities: Procedure 1,Organic Impurities: Procedure 2 Limit of p-Chloroaniline,pH <791>,Residual Solvents <467> (if required),Specific Gravity <841>,USP Chlorhexidine RS., USP Chlorhexidine Acetate RS., USP Chlorhexidine Related Compounds RS., USP p-Chloroaniline RS, USP Potassium Gluconate RS. | SCC / ISO 17025
7662 | Chloride,Sulfate | <221> | SCC / ISO 17025
7663 | Chlorides | 2.4.4 | SCC / ISO 17025
7664 | Chlorobutanol by NF31/S2 - pg 1963, 10 g | Assay (requires Water Determination <921>),Chloride,Identification A - Infrared Absorption <197A>,Identification B,Reaction,Residual Solvents <467> (if required),USP Chlorobutanol RS.,Water Determination <921> I | SCC / ISO 17025
7665 | Chlorobutanol Hemihydrate by EP7/S8 - pg 1663, 50 g | Acidity (requires Solution S),Appearance of Solution (2.2.1 & 2.2.2, II) (requires Solution S),Assay (requires Water),CHARACTERS,Chlorides (2.4.4) (requires Solution S),Identification A,Identification B,Identification C,Identification D,Solution S,Sulfated Ash (2.4.14),Water (2.5.12) | SCC / ISO 17025
7666 | Chloroform by ACS10/S3 - pg 252, 500 mL | Acetone and Aldehyde,Acid and Chloride,Assay (may need info on additives),Color APHA,Extraction-Concentration Suitability (requires UV),Free Chlorine,Lead,Liquid Chromatography Suitability (requires UV),Residue after Evaporation ,Substances Darkened by Sulfuric Acid,Ultraviolet Spectrophotometry | SCC / ISO 17025
7667 | Chloroform by BP2014 - pg 510, 500 mL | Acidity or Alkalinity,Aldehyde,CHARACTERISTICS,Chloride,Distillation Range,Ethanol (not validated - see note),Foreign Chlorine Compounds,Free Chlorine,Identification (requires Sample Preparation),Non-Volatile Matter,Related Substances (not validated - see note),Sample Preparation for Identification Test,Weight per mL | SCC / ISO 17025
7668 | Chlorophyllin Copper Complex Sodium by USP36/S2 - pg 2948, 20 g | Arsenic <211> II,Content of Chelated Copper,Content of Sodium,Content of Total Copper,Identification A <851>,Iron <241>,Lead <251>,Limit of Ionic Copper (requires Loss on Drying),Loss on Drying <731>,Microbial Enumeration Tests <61> and Absence of Specified Microorganisms <62>,Nitrogen Determination <461> I,pH <791>,Residual Solvents <467> (if required),Residue on Ignition <281> (requires Loss on Drying),Test for Fluorescence | SCC / ISO 17025
7669 | Chloroxylenol by USP36/S2 - pg 2956, 40 g | Assay,Identification <197A>,Iron <241>,Melting Range <741>,Related Compounds,Residual Solvents <467> (if required),Residue on Ignition <281>,USP Chloroxylenol RS., USP Chloroxylenol Related Compound A RS.,Water <921> I | SCC / ISO 17025
7670 | Chlorphenamine Maleate by BP2013 - pg 500, 12 g | Appearance of Solution (2.2.1 & 2.2.2, II) (requires Solution S),Assay (2.2.20) [requires Loss on Drying (2.2.32)],CHARACTERS - Appearance,CHARACTERS - Solubility,EP Chlorphenamine Maleate CRS., EP Chorphenamine Impurity A CRS., EP Chlorphenamine Impurity C CRS.,Heavy Metals (2.4.8, C),Identification A - Melting Point (2.2.14),Identification B - Infrared Absorption Spectrophotometry (2.2.24),Identification C - Optical Rotation (2.2.7) (requires Solution S),Loss on Drying (2.2.32),Optical Rotation (2.2.7) (requires Solution S),Related Substances - Liquid Chromatography (2.2.29),Solution S,Sulfated Ash (2.4.14) | SCC / ISO 17025
7671 | Chlorphenamine Maleate by EP7/S8 - pg 1667, 12 g | Appearance of Solution (2.2.1 & 2.2.2, II) (requires Solution S),Assay (2.2.20) [requires Loss on Drying (2.2.32)],CHARACTERS - Appearance,CHARACTERS - Solubility,EP Chlorphenamine Maleate CRS., EP Chorphenamine Impurity A CRS., EP Chlorphenamine Impurity C CRS.,Heavy Metals (2.4.8, C),Identification A - Melting Point (2.2.14),Identification B - Infrared Absorption Spectrophotometry (2.2.24),Identification C - Optical Rotation (2.2.7) (requires Solution S),Loss on Drying (2.2.32),Optical Rotation (2.2.7) (requires Solution S),Related Substances - Liquid Chromatography (2.2.29),Solution S,Sulfated Ash (2.4.14) | SCC / ISO 17025
7672 | Chlorpheniramine Maleate by USP36/S2 - pg 2957, 25 g | Assay (requires Loss on Drying),Identification <197A>,Loss on Drying <731>,Melting Range <741>,Related Compounds,Residual Solvents <467> (if required),Residue on Ignition <281>,USP Chlorpheniramine Maleate RS. | SCC / ISO 17025
7673 | Chlorpromazine Hydrochloride by USP36/S2 - pg 2965, 7 g | Assay (requires Loss on Drying),Identification A <197A>,Identification B,Identification C - Chloride <191>,Loss on Drying <731>,Melting Range <741>,Other Alkylated Phenothiazines,Residual Solvents <467> (if required),Residue on Ignition <281>,USP Chlorpromazine Hydrochloride RS. | SCC / ISO 17025
7674 | Cholecalciferol by USP36/S2 - pg 2974, 1 g | Assay,Identification A - Infrared Absorption <197A>,Identification B - Ultraviolet Absorption <197U>,Identification C,Identification D,Residual Solvents <467> (if required),Specific Rotation <781S>,USP Cholecalciferol RS., USP Vitamin D Assay System Suitability RS. | SCC / ISO 17025
7675 | Cholecalciferol Solution by USP36/S2 - pg 2975, Sample amount depends on label claim | Assay (requires Precholecalciferol Response Factor Solution Preparation),Precholecalciferol Response Factor Solution Preparation,Residual Solvents <467> (if required),USP Cholecalciferol RS. | SCC / ISO 17025
7676 | Cholesterol by EP7/S8 - pg 1680, 8 g | Acidity,Assay,Identification A - Melting Point (2.2.14),Identification B (2.2.27),Identification C,Loss on Drying (2.2.32),Solubility in Ethanol (96 percent),Sulfated Ash (2.4.14) | SCC / ISO 17025
7677 | Cholesterol by NF31/S2 - pg 1965, 10 g | Acidity,Identification A,Identification B,Loss on Drying <731>,Melting Range or Temperature <741>,Residual Solvents <467> (if required),Residue on Ignition <281>,Solubility in Alcohol,Specific Rotation <781S> | SCC / ISO 17025
7678 | Choline Bitartrate by FCC8/S3 - pg 248, 100 g | 1,4-Dioxane,1,4-Dioxane (by GC-MS, not validated),Assay (requires Water),DESCRIPTION,Identification A - Infrared Absorption,Identification B,Identification C,Lead,Lead (by ICPMS, not validated),Optical (Specific) Rotation,Residue on Ignition (Sulfated Ash),USP Choline Bitartrate RS.,Water | SCC / ISO 17025
7679 | Choline Chloride by FCC8/S3 - pg 248, 50 g | 1,4-Dioxane,1,4-Dioxane (by GC-MS, not validated),Assay (requires Water),DESCRIPTION,Identification A - Chloride,Identification B - Infrared Absorption,Identification C,Identification D,Lead,Lead (by ICPMS, not validated),Residue on Ignition (Sulfated Ash),USP Choline Chloride RS.,Water | SCC / ISO 17025
7680 | Chondroitin Sulfate Sodium by USP36/S2 - Dietary Supplements - pg 1400, 25 g | Chloride <221>,Clarity and Color of Solution,Content of Chondroitin Sulfate Sodium,Electrophoretic Purity <726>,Heavy Metals <231> II,Identification A - Infrared Absorption <197A>,Identification B - Sodium <191>,Limit of Protein,Loss on Drying <731>,Microbial Enumeration <2021>,Microbial Procedures for Absence of Specified Microorganisms <2022>,pH <791>,Residual Solvents <467> (if required),Residue on Ignition <281>,Specific Rotation <781S>,Sulfate <221>,USP Chondroitin Sulfate Sodium RS. | SCC / ISO 17025
7681 | Chromatographic Separation Techniques | 2.2.46 | SCC / ISO 17025
7682 | Chromatropic Acid by ACS10/S3 | use Chromatropic Acid, Disodium Salt by ACS10/S3 | SCC / ISO 17025
7683 | Chromatropic Acid, Disodium Salt by ACS10/S3 - pg 260, 11 g | Clarity of Solution,Sample Solution A,Sensitivity to Formaldehyde (requires Sample Solution A),Sensitivity to Nitrate (requires Sample Solution A) | SCC / ISO 17025
7684 | Chromium Picolinate by USP36/S2 - Dietary Supplements - pg 1403, 10 g | Assay (requires Loss on Drying <731>),Chloride <221>,Chromium (by ICPMS, not validated),Identification A - Infrared Absorption <197A>,Identification B,Loss on Drying <731>,Residual Solvents <467> (if required),Sulfate <221>,USP Chromium Picolinate RS. | SCC / ISO 17025
7685 | Ciclopirox by USP36/S2 - pg 2981, 10 g | Assay (requires Loss on Drying <731>),Heavy Metals <231> II,Identification <197A>,Loss on Drying <731>,Related Compounds,Residual Solvents <467> (if required),Residue on Ignition <281>,USP Ciclopirox RS., USP Ciclopirox Related Compound A RS., USP Ciclopirox Related Compound B RS. | SCC / ISO 17025
7686 | Cilostazol by USP36/S2 - pg 2986, 11 g | Assay,Chloride <221>,Heavy Metals <231> II,Identification A <197A>,Identification B (requires Assay),Loss on Drying <731>,Related Compounds,Residual Solvents <467> (if required),Residue on Ignition <281>,USP Cilostazol RS, USP Cilostazol Related Compound A RS, USP Cilostazol Related Compound B RS, USP Cilostazol Related Compound C RS | SCC / ISO 17025
7687 | Cimetidine by USP36/S2 - pg 2988, 10 g | Assay,Chromatographic Purtiy,Heavy Metals <231> II,Identification A <197K>,Identification B,Loss on Drying <731>,Melting Range <741>,Residue on Ignition <281>,USP Cimetidine RS | SCC / ISO 17025
7688 | Cinnamic Acid by FCC8/S3 - pg 1674, 10 g | Assay,DESCRIPTION (Odor, Solubility, Boiling Point, & Solubility in Alcohol),Identification - Infrared Absorption,Melting Range or Temperature Determination,Residue on Ignition (Sulfated Ash),USP Cinnamic Acid RS. | SCC / ISO 17025
7689 | Cinnamon Oil by FCC | See Cassia Oil | SCC / ISO 17025
7690 | Cinnarizine by BP2013 - pg 534, 10 g | Acidity or Alkalinity,Appearance of Solution (2.2.1 & 2.2.2, II),Assay [requires Loss on drying (2.2.32)],CHARACTERS - Appearance,CHARACTERS - Solubility,EP Cinnarizine CRS., EP Flunarizine Dihydrochloride CRS.,Heavy Metals (2.4.8, B),Identification A - Melting Point (2.2.14),Identification B - Infrared Absorption Spectrophotometry (2.2.24),Identification C - Thin-Layer Chromatography (2.2.27),Identification D,Loss on Drying (2.2.32),Related Substances - Liquid Chromatography (2.2.29),Sulfated Ash (2.4.14) | SCC / ISO 17025
7691 | Cinnarizine by EP7/S8 - pg 3630, 10 g | Acidity or Alkalinity,Appearance of Solution (2.2.1 & 2.2.2, II),Assay [requires Loss on drying (2.2.32)],CHARACTERS - Appearance,CHARACTERS - Solubility,EP Cinnarizine CRS., EP Flunarizine Dihydrochloride CRS.,Heavy Metals (2.4.8, B),Identification A - Melting Point (2.2.14),Identification B - Infrared Absorption Spectrophotometry (2.2.24),Identification C - Thin-Layer Chromatography (2.2.27),Identification D,Loss on Drying (2.2.32),Related Substances - Liquid Chromatography (2.2.29),Sulfated Ash (2.4.14) | SCC / ISO 17025
7692 | CIP 100 by Steris QC Specifications | APHA Color by Steris Method 118-S,Clarity by Steris Method 107,Color by Steris Method 110,Heavy Metals as Lead (Pb) by Steris Method 123-S,Iron <241> by USP (Current Supplement),Iron by Steris Method 122-S (see below),pH (1% w/w soln) by Steris Method 106 (see below),pH <791> by USP (Current Supplement),Specific Gravity (@ 25 Deg C) by Steris Method 114 (see below),Specific Gravity <841> by USP (Current Supplement),Total Alkalinity (as Na2O) by Steris Method 004 | SCC / ISO 17025
7693 | CIP 200 by Steris QC Specifications | Acidity (as H3PO4) by Method No 5-S,Clarity (Nephelometer) by Steris Method 225,Clarity by Steris Method 107-04,Color (APHA) by Steris Method No 118-S - 04,Color by Steris Method 110-05 Visual,Heavy Metals as Lead (Pb) Test Method, 123S,Iron <241> by USP31/S2,Iron by Method No 122-S (see below),pH (1% w/w soln) by Method No 106,Specific Gravity (@ 25 Deg C) by Method No 114 (see below),Specific Gravity <841> by USP31/S2 | SCC / ISO 17025
7694 | CIP 300 by Steris QC Specifications | Clarity by Method No 107,Color by Method No 110,Heavy Metals as Lead (Pb) Test Method, 123S,pH by SM 4500H+B,Specific Gravity (@ 25 Deg C) by Method No 114 (see below),Specific Gravity by USP <841> | SCC / ISO 17025
7695 | Ciprofloxacin by USP36/S2 - pg 2993, 15 g | Assay (requires Loss on Drying <731>),Bacterial Endotoxins Tests <85>,Chloride,Clarity of Solution,Heavy Metals <231> II,Identification A - Infrared Absorption <197A>,Identification B,Limit of Fluoroquinolonic Acid (Organic Impurities - Procedure 1),Loss on Drying <731>,Microbial Enumeration Tests <61> and Tests for Specified Microorganisms <62> ,Organic Impurities - Procedure 2,Residual Solvents <467> (if required),Residue on Ignition <281>,Sterility Tests <71>,Sulfate,USP Ciprofloxacin RS., USP Ciprofloxacin Ethylenediamine Analog RS., USP Endotoxin RS., USP Fluoroquinolonic Acid RS. | SCC / ISO 17025
7696 | Ciprofloxacin Hydrochloride by USP36/S2 - pg 2995, 20 g | Assay (Requires Water <921> I),Heavy Metals <231> II,Identification A - Infrared Absorption <197A>,Identification B,Identification C - Chloride <191>,Limit of Fluoroquinolonic Acid (Organic Impurities - Procedure 1),Organic Impurities - Procedure 2,pH <791>,Residual Solvents <467> (if required),Residue on Ignition <281>,Sulfate <221>,USP Ciprofloxacin Ethylenediamine Analog RS., USP Ciprofloxacin Hydrochloride RS., USP Fluoroquinolonic Acid RS.,Water Determination <921> I | SCC / ISO 17025
7697 | Cisplatin for Injection by USP36/S2 - pg 3004, see monograph for amounts | Assay,Bacterial Endotoxins <85>,Constituted Solution <1>,Identification ,Limit of Transplatin,Limit of Trichloroammineplatinate,Other Requirements <1>,pH <791>,Residual Solvents <467> (if required),Sterility <71>,Uniformity of Dosage Units <905>,USP Cisplatin RS., USP Transplatin RS., USP Potassium Trichloroammineplatinate RS., USP Endotoxin RS.,Water <921> I | SCC / ISO 17025
7698 | Citric Acid by FCC8/S3 - pg 262, 50 g (350 g if Tridodecylamine is required also) | Assay (requires Water),DESCRIPTION,Identification - Citrate,Lead (by ICPMS, not validated),Lead I,Oxalate,Readily Carbonizable Substances,Residue on Ignition (Sulfated Ash),Tridodecylamine (for solvent extracted citric acid only),Water | SCC / ISO 17025
7699 | Citric Acid by USP | see either Anhydrous Citric Acid or Citric Acid Monohydrate | SCC / ISO 17025
7700 | Citric Acid Hydrate by JP16/S1 - pg 645 & 2388, 25 g | Assay (requires Water <2.48>),DESCRIPTION,Identification - Infrared Spectrophotometry <2.25>,Purity (1) Clarity and Color of Solution,Purity (2) Sulfates,Purity (3) Oxalic Acid,Purity (4) Heavy Metals <1.07> 2,Purity (5) Readily Carbonizable Substances,Residue on Ignition <2.44>,Water <2.48> | SCC / ISO 17025
7701 | Citric Acid Monohydrate by BP2013 - pg 545, 75 g | Aluminum (2.4.17),Appearance of Solution (2.2.1 & 2.2.2, II),Assay [requires Water (2.5.12)],Bacterial Endotoxins (2.6.14),CHARACTERS - Appearance,CHARACTERS - Solubility,EP Citric Acid Monohydrate CRS.,Heavy Metals (2.4.8, A),Identification A (2.2.4),Identification B - Infrared Absorption Spectrophotometry (2.2.24),Identification C,Identification D,Identification E - Water,Oxalic Acid,Readily Carbonisable Substances (2.2.2, I),Sulfated Ash (2.4.14),Sulfates (2.4.13),Water (2.5.12) | SCC / ISO 17025
7702 | Citric Acid Monohydrate by EP7/S8 - pg 1706, 75 g | Aluminum (2.4.17),Appearance of Solution (2.2.1 & 2.2.2, II),Assay [requires Water (2.5.12)],Bacterial Endotoxins (2.6.14),CHARACTERS - Appearance,CHARACTERS - Solubility,EP Citric Acid Monohydrate CRS.,Heavy Metals (2.4.8, A),Identification A (2.2.4),Identification B - Infrared Absorption Spectrophotometry (2.2.24),Identification C,Identification D,Identification E - Water,Oxalic Acid,Readily Carbonisable Substances (2.2.2, I),Sulfated Ash (2.4.14),Sulfates (2.4.13),Water (2.5.12) | SCC / ISO 17025
7703 | Citric Acid Monohydrate by USP36/S2 - pg 3012, 70 g | Assay (requires Water Determination <921> I),Bacterial Endotoxins Test <85>,Clarity of Solution,Color of Solution,Heavy Metals <231>,Identification - Infrared Absorption <197A>,Limit of Aluminum,Limit of Oxalic Acid,Readily Carbonizable Substances,Residual Solvents <467> (if required),Residue on Ignition <281>,Sterility Tests <71>,Sulfate,USP Citric Acid RS., USP Endotoxin RS.,Water Determination <921> I | SCC / ISO 17025
7704 | Citric Acid, Anhydrous by JP16/S1 - pg 645 & 2387, 25 g | Assay (requires Water <2.48>),DESCRIPTION,Identification - Infrared Spectrophotometry <2.25>,Purity (1) Clarity and Color of Solution,Purity (2) Sulfates,Purity (3) Oxalic Acid,Purity (4) Heavy Metals <1.07> 2,Purity (5) Readily Carbonizable Substances,Residue on Ignition <2.44>,Water <2.48> | SCC / ISO 17025
7705 | Citric Acid, Anhydrous by USP36/S2 - pg 3010, 70 g | Assay (Requires Water <921> I),Bacterial Endotoxins Test <85>,Clarity of Solution,Color of Solution,Heavy Metals <231>,Identification - Infrared Absorption <197A>,Limit of Aluminum,Limit of Oxalic Acid,Readily Carbonizable Substances,Residual Solvents <467> (if required),Residue on Ignition <281>,Sterility Tests <71>,Sulfate,USP Citric Acid RS., USP Endotoxin RS.,Water Determination <921> I | SCC / ISO 17025
7706 | Clarithromycin by USP36/S2 - pg 3016, 6 g | Assay (requires Water Determination <921> I),Crystallinity <695>,Heavy Metals,Identification A - Infrared Absorption <197A>,Organic Impurities,pH <791>,Residual Solvents <467> (if required),Residue on Ignition <281>,Specific Rotation <781S> (requires Water Determination <921> I),USP Clarithromycin RS., USP Clarithromycin Identity RS.,Water Determination <921> I | SCC / ISO 17025
7707 | Clindamycin Hydrochloride by USP36 | ADD MONOGRAPH TESTS WHEN NEEDED | SCC / ISO 17025
7708 | Clioquinol by USP36/S2 - pg 3037, 8 g | Assay,Free Iodine and Iodide,Identification A,Identification B <197U> (requires Loss on Drying <731>),Identification C,Loss on Drying <731>,Residual Solvents <467> (if required),Residue on Ignition,USP Clioquinol RS. | SCC / ISO 17025
7709 | Clomiphene Citrate by USP36/S2 - pg 3049, 5g | Assay (Requires Water <921> I),Content of (Z)-Isomer (requires Water <921> I),Heavy Metals <231> II,Identification A <181>,Identification B <197U>,Identification C - Citrate <191>,Related Compounds,Residual Solvents <467> (if required),Sample Preparation for Identification A <181>,USP Clomiphene Citrate RS., USP Clomiphene Related Compound A RS.,Water <921> I | SCC / ISO 17025
7710 | Clonidine Hydrochloride Tablets by USP36/S2 - pg 3057, 100 tablets | Assay,Dissolution <711>,Identification A,Identification B,Residual Solvents <467> (if required),Uniformity of Dosage Units <905>,USP Clonidine Hydrochloride RS. | SCC / ISO 17025
7711 | Clorsulon by USP36/S2 - pg 3069, 20 g | Assay (requires Loss on Drying <731>),Chromatographic Purity,Heavy Metals <231> II,Identification A <197A>,Identification B,Loss on Drying <731>,Melting Range <741>,Residual Solvents <467> (if required),Residue on Ignition <281>,USP Clorsulon RS. | SCC / ISO 17025
7712 | Closure Compatibility, Evaluation and Selection Studies | R&D and Testing | SCC / ISO 17025
7713 | Clotrimazole by USP36/S2 - pg 3070, 50 g | Assay (requires Loss on Drying <731>),Heavy Metals <231> II,Identification A - Infrared Absorption <197A>,Identification B,Limit of Clotrimazole Related Compound A,Limit of Imidazole,Loss on Drying <731>,Residual Solvents <467> (if required),Residue on Ignition <281>,USP Clotrimazole RS., USP Clotrimazole Related Compound A RS., USP Imidazole RS. | SCC / ISO 17025
7714 | Clotrimazole Topical Solution by USP36 | ADD MONOGRAPH TESTS WHEN NEEDED | SCC / ISO 17025
7715 | Clotrimazole Vaginal Inserts by USP36 | ADD MONOGRAPH TESTS WHEN NEEDED | SCC / ISO 17025
7716 | Cobalamin Radiotracer Assay | <371> | SCC / ISO 17025
7717 | Cobalt Chloride Hexahydrate by ACS10/S3 - pg 265, 25 g | Assay,Ca, Cu, Fe, Mg, Ni, K, Na, Zn by ICPMS (not validated),Insoluble Matter,Nitrate,Sulfate | SCC / ISO 17025
7718 | Cocaine Hydrochloride by USP36/S2 - pg 3084, 10 g | Acidity,Assay (requires Loss on Drying <731>),Identification A - Organic Nitrogenous Bases <181>,Identification B,Identification C,Identification D - Chloride <191>,Limit of Cinnamyl-Cocaine and Other Reducing Substances,Limit of Isoatropyl-Cocaine,Loss on Drying <731>,Readily Carbonizable Substances <271>,Residual Solvents <467> (if required),Residue on Ignition <281>,Sample Preparation for Identification A <181>,Specific Rotation <781S> (requires Loss on Drying <731>),USP Cocaine Hydrochloride RS. | SCC / ISO 17025
7719 | Cocoa Butter by NF31/S2 - pg 1966, 300 g | Fatty Acid Composition,Free Fatty Acids <401>,Iodine Value <401>,Melting Range,Refractive Index <831>,Residual Solvents <467> (if required),Saponification Value <401> | SCC / ISO 17025
7720 | Cod Liver Oil by USP36/S2 - pg 3087, 500 mL ***SEE ERRATA*** | Assay for Vitamin A,Assay for Vitamin D,Color,Fats and Fixed Oils, Acid Value <401>,Fats and Fixed Oils, Anisidine Value <401>,Fats and Fixed Oils, Iodine Value <401>,Fats and Fixed Oils, Saponification Value <401>,Fats and Fixed Oils, Unsaponifiable Matter <401>,Identification A - Presence of Vitamin A,Identification B - Fatty Acid Profile (requires USP Cod Liver Oil RS.),Nondestearinated Cod Liver Oil,Residual Solvents <467> (if required),Specific Gravity <841>,USP Cholecalciferol RS., USP Cod Liver Oil RS., USP Ergocalciferol RS. | SCC / ISO 17025
7721 | Codeine by USP36/S2 - pg 3089, 15 g | Assay (requires Loss on Drying),Chromatographic Purity,Identification A <197A>,Identification B <197U> (requires Loss on Drying),Limit of Morphine,Loss on Drying <731>,Melting Range <741>,Readily Carbonizable Substances <271>,Residual Solvents <467> (if required),Residue on Ignition <281>,USP Codeine Sulfate RS. | SCC / ISO 17025
7722 | Codeine Phosphate by USP36/S2 - pg 3090, 10 g | Acidity,Assay (requires Water),Chloride,Chromatographic Purity,Identification A <197A>,Identification B,Limit of Morphine,Residual Solvents <467> (if required),Sulfate,USP Codeine Phosphate RS.,Water <921> I | SCC / ISO 17025
7723 | Cod-Liver Oil, Farmed by EP7/S8 - pg 4600, 500 mL | Acid Value (2.5.1),Anisidine Value (2.5.36),CHARACTERS,Composition of Fatty Acids (2.4.29),EP Retinol Acetate CRS., EP Ergocalciferol CRS., EP Cholecalciferol CRS.,Identification A,Identification B,Linoleic Acid (2.4.29),Peroxide Value (2.5.5, B),Positional Distribution [beta(2)-acyl] of Fatty Acids (2.2.33),Stearin,Unsaponifiable Matter (2.5.7),Vitamin A - Method A (2.2.25),Vitamin A - Method B (2.2.29),Vitamin D3 (2.2.29) | SCC / ISO 17025
7724 | Coenzyme Q10 by USP | See Ubidecarenone | SCC / ISO 17025
7725 | Colloidal Oatmeal by USP36/S2 - pg 6662, 200 g | Fat Content (requires Loss on Drying <731>),Identification A,Identification B,Loss on Drying <731>,Microbial Enumeration Tests <61> and Tests for Specified Microorganisms <62>,Nitrogen Determination <461> I (requires Loss on Drying <731>),Particle Size Distribution Estimation by Analytical Sieving <786>,Residual Solvents <467> (if required),Rotational Rheometer Methods <912>,Total Ash <561> (requires Loss on Drying <731>) | SCC / ISO 17025
7726 | Colloidal Silicon Dioxide by NF | see Silicon Dioxide, Colloidal | SCC / ISO 17025
7727 | Color and Achromicity | <631> | SCC / ISO 17025
7728 | Column Chromatography, Gas Chromatography (GC), High-Pressure Liquid Chromatography (HPLC), Thin Layer Chromatography (TLC),Chromatography | <621> | SCC / ISO 17025
7729 | Complaints Investigations / Contaminant Identification | Consulting and Testing | SCC / ISO 17025
7730 | Completeness of Solution | <641> | SCC / ISO 17025
7731 | Composition of Fatty Acids by Gas Chromatography | 2.4.22 A | SCC / ISO 17025
7732 | Composition of Fatty Acids by Gas Chromatography | 2.4.22 B | SCC / ISO 17025
7733 | Composition of Fatty Acids by Gas Chromatography | 2.4.22 C | SCC / ISO 17025
7734 | Composition of Fatty Acids in Oils Rich in Omega-3 Acids | 2.4.29 | SCC / ISO 17025
7735 | Conductivity | 2.2.38 | SCC / ISO 17025
7736 | Congealing Temperature | <651> | SCC / ISO 17025
7737 | Containers, Leakage, Metal Particles,Ophthalmic Ointments | <771> | SCC / ISO 17025
7738 | Copovidone by NF31/S2 - pg 1968, 32 g | Assay - Content of Copolymerized Vinyl Acetate (requires Loss on Drying <731>),Assay - Nitrogen Determination <461> II (requires Loss on Drying <731>),Clarity and Color of Solution,Heavy Metals <231>,Identification A - Infrared Absorption <197A>,Identification B,K-Value <911>,Limit of Aldehydes,Limit of Hydrazine <621>,Limit of Monomers (1-Vinyl-2-Pyrrolidone, Vinyl Acetate, and 2-Pyrrolidone),Limit of Peroxides <851>,Loss on Drying <731>,Residual Solvents <467> (if required),Residue on Ignition <281>,USP Copovidone RS. | SCC / ISO 17025
7739 | Copper Gluconate by FCC8/S3 - pg 283, 10 g | Assay,DESCRIPTION,Identification - Copper,Identification - Thin-Layer Chromatography,Lead,Reducing Substances,USP Potassium Gluconate RS. | SCC / ISO 17025
7740 | Copper Gluconate by USP36/S2 - pg 3103, 50 g | Arsenic <211> I,Assay,Chloride <221>,Identification A - Copper <191>,Identification B - Thin-Layer Chromatographic Identification Test,Lead (by ICPMS, not validated),Limit of Lead,Reducing Substances,Residual Solvents <467> (if required),Sulfate <221>,USP Potassium Gluconate RS. | SCC / ISO 17025
7741 | Copper Sulfate by FCC8/S3 - pg 284, 15 g | Assay,DESCRIPTION,Identification A - Copper,Identification B - Sulfate,Iron (requires Substances Not Precipitated by Hydrogen Sulfide),Lead,Lead (by ICPMS, not validated),Substances Not Precipitated by Hydrogen Sulfide | SCC / ISO 17025
7742 | Copper Sulfate by USP | use Cupric Sulfate | SCC / ISO 17025
7743 | Copper Sulfate Pentahydrate by EP7/S8 - pg 1766, 20 g | Appearance of Solution (2.2.1) (requires Solution S),Assay,CHARACTERS,Chlorides (2.4.4) (requires Solution S),Identification A (requires Solution S),Identification B,Identification C - Sulfates (2.3.1, a) (requires Solution S),Iron (2.2.23, I),Iron and Lead (by ICPMS, not validated),Lead (2.2.23, I),Loss on Drying (2.2.32),Solution S | SCC / ISO 17025
7744 | Corn Oil by NF31/S2 - pg 1970, 150 g | Acid Value <401>,Alkaline Impurities,Fatty Acid Composition <401>,Heavy Metals <231> II,Identification A (requires Fatty Acid Composition <401>),Peroxide Value <401>,Residual Solvents <467> (if required),Sterol Composition <401>,Unsaponifiable Matter <401>,Water Determination <921> I | SCC / ISO 17025
7745 | Corn Starch by JP16/S1 - pg 678 & 2392, 100 g (*Harmonized with EP/USP) | DESCRIPTION,Identification (1)*,Identification (2)*,Identification (3)*,Loss on Drying <2.41>*,pH <2.54>*,Purity (1) Iron*,Purity (2) Oxidizing Substances <2.50>*,Purity (3) Sulfur Dioxide <2.50>*,Purity (4) Foreign Matter <5.01>,Residue on Ignition <2.44>* | SCC / ISO 17025
7746 | Corn Starch by NF | see Starch, Corn | SCC / ISO 17025
7747 | Corn Syrup by FCC | see Glucose Syrup | SCC / ISO 17025
7748 | Corn Syrup, High Fructose by NF31/S2 - pg 1974, 350 g | Assay,Heavy Metals <231> II,Identification A,Limit of Lead,Limit of Sulfur Dioxide,Microbial Enumeration Tests <61> and Tests for Specified Microorganisms <62>,Residual Solvents <467> (if required),Residue on Ignition <281>,Total Solids - Refractive Index <831>,USP Dextrose RS., USP Fructose RS., USP Maltose Monohydrate RS. | SCC / ISO 17025
7749 | Cotton | <691> | SCC / ISO 17025
7750 | Cottonseed Oil by NF31/S2- pg 1978, 100 g | Acid Value <401>, Iodine Value <401>, Limit of Copper, Iron, Lead, and Nickel <401>, Odor, Peroxide Value <401>, Saponification Value <401>, Solid Paraffin (under Mineral Oil), Unsaponifiable Matter <401>, Water <921> Ic,Acid Value <401>,Alkaline Impurities,Heavy Metals <231> II,Identification A (requires Fatty Acid Composition <401>),Injections <1> (Ingredients, Other Vehicles),Peroxide Value <401>,Residual Solvents <467> (if required),Unsaponifiable Matter <401>,Water Determination <921> Ic | SCC / ISO 17025
7751 | Cottonseed Oil, Hydrogenated by EP7/S8 - pg 1769, 50 g | Acid Value (2.5.1),Alkaline Impurities,CHARACTERS,Composition of Fatty Acids (2.4.22, A),Identification A,Identification B,Melting Point (2.2.14),Nickel (2.2.23, II),Nickel (by ICPMS, not validated),Peroxide Value (2.5.5, A),Unsaponifiable Matter (2.5.7) | SCC / ISO 17025
7752 | Creatinine by NF31/S2 - pg 1980, 15 g | Assay (requires Loss on Drying <731>),Heavy Metals <231> I,Identification A - Infrared Absorption <197A>,Loss on Drying <731>,Residual Solvents <467> (if required),Residue on Ignition <281>,USP Creatinine RS. | SCC / ISO 17025
7753 | Cresol by NF31/S2 - pg 1980, 10 g | Distilling Range <721> II,Hydrocarbons,Identification A,Limit of Phenol,Residual Solvents <467> (if required),Specific Gravity <841> | SCC / ISO 17025
7754 | Croscarmellose Sodium by NF31/S2 - pg 1981, 100 g | Content of Water-Soluble Material (requires Loss on Drying <731>),Degree of Substitution (requires Residue on Ignition <281>),Heavy Metals <231> II,Identification A,Identification B,Identification C - Sodium <191>,Loss on Drying <731>,Microbial Enumeration Tests <61> and Tests for Specified Microorganisms <62>,pH <791>,Residual Solvents <467> (if required),Residue on Ignition <281> (requires Loss on Drying <731>),Settling Volume,Sodium Chloride (requires Loss on Drying <731>),Sodium Chloride and Sodium Glycolate (requires Loss on Drying <731>),Sodium Glycolate (requires Loss on Drying <731>) | SCC / ISO 17025
7755 | Crospovidone by EP7/S8 - pg 4294, 150 g | Assay [requires Loss on drying (2.2.32)],CHARACTERS,EP Crospovidone CRS.,FUNCTIONALITY-RELATED CHARACTERISTICS,Heavy Metals (2.4.8, D),Hydration Capacity,Identification A - Infrared Absorption Spectrophotometry (2.2.24),Identification B,Identification C,Identification D,Impurity A (2.2.29),Loss on Drying (2.2.32),Particle-Size Distribution (2.9.31),Peroxides (2.2.25),Powder Flow (2.9.36),Settling Volume,Sulfated Ash (2.4.14),Water-Soluble Substances | SCC / ISO 17025
7756 | Crospovidone by NF31/S2 - pg 1982, 100 g | Assay - Nitrogen Determination <461> II (requires Loss on Drying <731>),Heavy Metals <231> II,Identification A - Infrared Absorption <197A>,Identification B,Identification C,Identification D (requires Loss on Drying <731>),Loss on Drying <731>,Peroxides,Residual Solvents <467> (if required),Residue on Ignition <281>,USP Crospovidone RS.,Vinylpyrrolidinone,Water-Soluble Substances | SCC / ISO 17025
7757 | Crystallinity | <695> | SCC / ISO 17025
7758 | Cupric Chloride by USP36/S2 - pg 3113, 75 g | Assay (requires Loss on Drying <731>),Ca, Fe, Ni, K, Na (by ICPMS, not validated),Identification A - Chloride <191>,Identification B - Copper <191>,Insoluble Matter,Limit of Calcium,Limit of Calcium (by ICPMS, not validated),Limit of Iron,Limit of Iron (by ICPMS, not validated),Limit of Nickel,Limit of Nickel (by ICPMS, not validated),Limit of Potassium,Limit of Potassium (by ICPMS, not validated),Limit of Sodium,Limit of Sodium (by ICPMS, not validated),Limit of Sulfate,Loss on Drying <731>,Residual Solvents <467> (if required) | SCC / ISO 17025
7759 | Cupric Chloride Dihydrate by ACS10/S3 - pg 273, 50 g | Assay,Ca, Fe, Ni, K, Na (by ICPMS, not validated),Insoluble Matter,Nitrate,Sulfate | SCC / ISO 17025
7760 | Cupric Sulfate by USP36/S2 - pg 3115, 150 g | Assay,Ca, Fe, Ni, K, Na (by ICPMS, not validated),Identification A - Sulfate <191> ,Identification B - Copper <191>,Limit of Calcium,Limit of Calcium (by ICPMS, not validated),Limit of Iron,Limit of Iron (by ICPMS, not validated),Limit of Nickel,Limit of Nickel (by ICPMS, not validated),Limit of Potassium,Limit of Potassium (by ICPMS, not validated),Limit of Sodium,Limit of Sodium (by ICPMS, not validated),Loss on Drying <731>,Residual Solvents <467> (if required) | SCC / ISO 17025
7761 | Curcuma Root Extract (no known monograph) | Ash Content,Bulk Density <616>,Heavy Metals <231> I,Lead (using ICPMS),Low Level Arsenic (using ICPMS),Powder Fineness <811> | SCC / ISO 17025
7762 | Cyanocobalamin by EP7/S8 - pg 1774, 0.250 g | Assay (2.2.25) (requires Loss on Drying),CHARACTERS,EP Cyanocobalamin CRS.,Identification A (2.2.25),Identification B (2.2.27),Loss on Drying (2.2.32),Related Substances (2.2.29) | SCC / ISO 17025
7763 | Cyanocobalamin by USP36/S2 - pg 3116, 1 g | Assay (requires Loss on Drying <731>),Identification A - Ultraviolet Absorption <197U>,Identification B,Identification C,Loss on Drying <731>,Related Compounds,Residual Solvents <467> (if required),USP Cyanocobalamin RS. | SCC / ISO 17025
7764 | Cyclobenzaprine Hydrochloride by USP36/S2 - pg 6585, 20 g | Assay (requires Loss on Drying <731>),Heavy Metals <231> II,Identification A <197A>,Identification B (requires Assay),Identification C - Chloride <191>,Loss on Drying <731>,Organic Impurities,Residual Solvents <467> (if required),Residue on Ignition <281>,USP Cyclobenzaprine Hydrochloride RS, USP Cyclobenzaprine Related Compound A RS, USP Cyclobenzaprine Related Compound B RS | SCC / ISO 17025
7765 | Cyclohexane by ACS10/S3 - pg 281, 500 mL | Assay (requires Water 2),Color (APHA),GENERAL DESCRIPTION,Residue after Evaporation ,Substances Darkened by Sulfuric Acid,Ultraviolet Spectrophotometry,Water 2,Water by SOP 8100, Rev 10 (not validated) | SCC / ISO 17025
7766 | Cyclohexanone by ACS10/S3 - pg 282, 500 mL | Assay (requires Water),Color (APHA),GENERAL DESCRIPTION,Residue after Evaporation ,Water by SOP 8100, Rev 10 (not validated),Water II | SCC / ISO 17025
7767 | Cyclosporine by USP36/S2 - pg 6586, 15 g | Assay (requires Loss on Drying <731>),Heavy Metals <231> II,Identification,Loss on Drying <731>,Related Compounds,Residual Solvents <467> (if required),USP Cyclosporine RS., USP Cyclosporine Resolution Mixture RS. | SCC / ISO 17025
7768 | Cyproheptadine Hydrochloride by USP36/S2 - pg 6588, 25 g | Acidity,Assay (Requires Water <921> I),Heavy Metals <231> II,Identification A <197A>,Identification B (Requires Organic Impurities),Identification C,Organic Impurities,Residual Solvents <467> (if required),Residue on Ignition <281>,USP Amitryiptyline Related Compound A RS, USP Cyproheptadine Hydrochloride RS, USP Cyproheptadine Related Compound A RS, USP Cyproheptadine Related Compound C RS,Water <921> I | SCC / ISO 17025
7769 | Cyproheptadine Hydrochloride Tablets by USP36/S2 - pg 3132 check monograph for amounts | Assay,Dissolution <711>,Identification A <181> (requires Sample Preparation),Residual Solvents <467> (if required),Sample Preparation for <181>,Uniformity of Dosage Units <905>,USP Cyproheptadine Hydrochloride RS. | SCC / ISO 17025
7770 | Cysteine Hydrochloride by USP36/S2- pg 3133, 25 g | Assay (requires Loss on Drying <731>),Heavy Metals <231> I,Identification A - Infrared Absorption <197A>,Iron <241>,Loss on Drying <731>,Related Compounds,Residual Solvents <467> (if required),Residue on Ignition <281>,Specific Rotation <781S> (requires Loss on Drying <731>),Sulfate <221>,USP L-Cysteine Hydrochloride RS. USP L-Tyrosine RS. | SCC / ISO 17025
7771 | Cysteine Hydrochloride Monohydrate by EP7/S8 - pg 1781, 50 g | Ammonium (2.4.1, B),Appearance of Solution (2.2.1 & 2.2.2, II),Assay (requires Loss on Drying (2.2.32)),CHARACTERS,EP Cysteine Hydrochloride Monohydrate CRS., EP Tyrosine CRS.,Heavy Metals (2.4.8, A),Identification A (requires Specific Optical Rotation (2.2.7)),Identification B (2.2.24),Identification C (requires Ninhydrin-Positive Substances (2.2.27)),Identification D,Identification E - Chlorides (2.3.1, a),Iron (2.4.9),Loss on Drying (2.2.32),Ninhydrin-Positive Substances (2.2.27),Solution S,Specific Optical Rotation (2.2.7) (requires Loss on Drying (2.2.32)),Sulfated Ash (2.4.14),Sulfates (2.4.13) (requires Solution S) | SCC / ISO 17025
7772 | Cystine by EP7/S8 - pg 1782, 20 g | Ammonium (2.4.1),Appearance of Solution (2.2.1 & 2.2.2, II),Assay (requires Loss on Drying (2.2.32)),CHARACTERS,Chlorides (2.4.4),EP Cystine CRS., EP Arginine Hydrochloride CRS.,Heavy Metals (2.4.8, D),Identification A (requires Specific Optical Rotation (2.2.7)),Identification B (2.2.24),Identification C (requires Ninhydrin-Positive Substances (2.2.27)),Identification D,Iron (2.4.9),Loss on Drying (2.2.32),Ninhydrin-Positive Substances (2.2.27),Specific Optical Rotation (2.2.7) (requires Loss on Drying (2.2.32)),Sulfated Ash (2.4.14),Sulfates (2.4.13) | SCC / ISO 17025
7773 | Cytarabine by EP7/S8 - pg 1783, 5 g | Appearance of Solution (2.2.1 & 2.2.2, II),Assay (requires Loss on Drying),CHARACTERS,EP Cytarabine CRS., EP Uracil Arabinoside CRS.,Identification A (2.2.25),Identification B (2.2.24),Identification C,Loss on Drying (2.2.32),Related Substances (2.2.27),Specific Optical Rotation (2.2.7) (requires Loss on Drying),Sulfated Ash (2.4.14) | SCC / ISO 17025
7774 | Cytarabine by USP36/S2 - pg 3134, 20 g | Assay (requires Loss on Drying <731>),Chromatographic Purity,Heavy Metals <231> II,Identification A <197A>,Identification B,Loss on Drying <731>,Other Requirements,Residual Solvents <467> (if required),Residue on Ignition <281>,Specific Rotation <781S> (requires Loss on Drying <731>),USP Cytarabine RS., USP Endotoxin RS., USP Uracil Arabinoside RS. | SCC / ISO 17025
7775 | Dapsone by USP36/S2 - pg 5973, 6 g | Assay (requires Loss on Drying),Identification A <197A>,Identification B (requires Assay),Loss on Drying <731>,Organic Impurities,Residual Solvents <467> (if required),Residue on Ignition <281>,Selenium <291>,USP Dapsone RS | SCC / ISO 17025
7776 | D-Calcium Pantothenate by USP/EP/FCC | (see Calcium Pantothenate) | SCC / ISO 17025
7777 | Degree of Coloration of Liquids, Method I | 2.2.2 I | SCC / ISO 17025
7778 | Degree of Coloration of Liquids, Method II | 2.2.2 II | SCC / ISO 17025
7779 | Deliverable Volume | <698> | SCC / ISO 17025
7780 | Density of Solids | <699> | SCC / ISO 17025
7781 | Density of Solids | 2.2.42 | SCC / ISO 17025
7782 | Dequalinium Chloride by BP2013 - pg 658, 6 g | Acidity or Alkalinity (requires Solution S),Appearance of Solution (2.2.1 & 2.2.2, II) (requires Solution S),Assay [requires Loss on Drying (2.2.32),CHARACTERS - Appearance,CHARACTERS - Solubility,EP Dequalinium Chloride CRS., EP Dequalinium Chloride for Performance Test CRS.,Identification A - UV/Vis Spectrophotometry (2.2.25),Identification B - Infrared Absorption Spectrophotometry (2.2.24),Identification C (requires Solution S),Identification D (requires Solution S),Identification E - Chlorides (2.3.1, a) (requires Solution S),Loss on Drying (2.2.32),Readily Carbonisable Substances (2.2.2, I),Related Substances - Liquid Chromatography (2.2.29),Solution S,Sulfated Ash (2.4.14) | SCC / ISO 17025
7783 | Dequalinium Chloride by EP7/S8 - pg 1798, 6 g | Acidity or Alkalinity (requires Solution S),Appearance of Solution (2.2.1 & 2.2.2, II) (requires Solution S),Assay [requires Loss on Drying (2.2.32),CHARACTERS - Appearance,CHARACTERS - Solubility,EP Dequalinium Chloride CRS., EP Dequalinium Chloride for Performance Test CRS.,Identification A - UV/Vis Spectrophotometry (2.2.25),Identification B - Infrared Absorption Spectrophotometry (2.2.24),Identification C (requires Solution S),Identification D (requires Solution S),Identification E - Chlorides (2.3.1, a) (requires Solution S),Loss on Drying (2.2.32),Readily Carbonisable Substances (2.2.2, I),Related Substances - Liquid Chromatography (2.2.29),Solution S,Sulfated Ash (2.4.14) | SCC / ISO 17025
7784 | Desmopressin by EP7/S8 - pg 1803, 250 mg | Acetic Acid (2.5.34),Assay (2.2.29),Bacterial Endotoxins (2.6.14),CHARACTERS,Desmopressin CRS, Oxytocin/Desmopressin Validation Mixture CRS,Identification A (requires Assay),Identification B (2.2.56, 1 & 1),Impurities (see other tests),Related Substances (2.2.29),Specific Optical Rotation (2.2.7),Water (2.5.32) | SCC / ISO 17025
7785 | Determination of Essential Oils in Vegetable Drug | s2.8.12 | SCC / ISO 17025
7786 | Determination of Nitrogen by Sulfuric Acid Digestion | 2.5.9 | SCC / ISO 17025
7787 | Determination of Primary Aromatic Amino-Nitrogen | 2.5.8 | SCC / ISO 17025
7788 | Determination of Tannins in Herbal Drugs | 2.8.14 | SCC / ISO 17025
7789 | Determination of Water by Distillation | 2.2.13 | SCC / ISO 17025
7790 | Determination of Water, Method A,Method Verification for Water, Method A | 2.5.12 A | SCC / ISO 17025
7791 | Determination of Water, Method B,Method Verification for Water, Method B | 2.5.12 B | SCC / ISO 17025
7792 | Dexamethasone Acetate by USP36/S2 - pg 3178, 10 g | Assay (requires Loss on Drying <731>),Chromatographic Purity,Heavy Metals <231> II,Identification A <197A>,Identification B <197U>,Loss on Drying <731>,Residual Solvents <467> (if required),Residue on Ignition <281>,Specific Rotation <781S> (requires Loss on Drying <731>),USP Dexamethasone Acetate RS. | SCC / ISO 17025
7793 | Dexamethasone Acetate Injectable Suspension by USP36/S2 - pg 3179 multiple 5 cc vials | Assay,Bacterial Endotoxins <85>,Identification <197A>,Injections <1>,pH <791>,Residual Solvents <467> (if required),USP Dexamethasone Acetate RS., USP Endotoxin RS. | SCC / ISO 17025
7794 | Dexamethasone by USP36/S2 - pg 3173, 5 g | Assay,Chromatographic Purity,Identification A <197A>,Identification B <197U> (requires Loss on Drying <731>),Loss on Drying <731>,Residual Solvents <467> (if required),Residue on Ignition <281>,Specific Rotation <781S>,USP Dexamethasone RS | SCC / ISO 17025
7795 | Dexamethasone Sodium Phosphate by USP36/S2 - pg 3179, 10 g | Alcohol Content <611> II,Assay (requires Water <921> I and Alcohol Content <611> II),Chromatographic Purity,Identification A,Identification B - Phosphate <191>,Identification B - Phosphate <191> and Sodium <191>,Identification B - Sodium <191>,Limit of Free Dexamethasone,Limit of Phosphate Ions,pH <791>,Residual Solvents <467> (if required),Specific Rotation <781S> (requires Water <921> I and Alcohol Content <611> II),USP Dexamethasone RS., USP Dexamethasone Phosphate RS.,Water <921> I | SCC / ISO 17025
7796 | Dexchlorpheniramine Maleate by USP36/S2 - pg 3186, 10 g | Assay,Identification A <197A>,Identification B <197U>,Loss on Drying <731>,Melting Range <741>,pH <791>,Related Compounds,Residual Solvents <467> (if required),Residue on Ignition <281>,Specific Rotation <781S> (requires Loss on Drying <731>),USP Dexchlorpheniramine Maleate RS. | SCC / ISO 17025
7797 | Dexpanthenol by FCC8/S3 - pg 322, 50 g | Aminopropanol,Assay (requires Water),DESCRIPTION,Identification A,Identification B ,Identification C - Infrared Absorption,Lead ,Lead (by ICPMS, not validated),Optical (Specific) Rotation (requires Water),Refractive Index,Residue on Ignition (Sulfated Ash),USP Dexpanenthenol RS.,Water | SCC / ISO 17025
7798 | Dextran 40 by USP36/S2 - pg 3191, 50 g | Antigenic Impurities,Bacterial Endotoxins <85>,Color of Solution,Heavy Metals <231> II,Identification A - Infrared Absorption <197A>,Identification B,Limit of Alcohol and Related Impurities,Limit of Nitrogenous Impurities,Loss on Drying <731>,Molecular Weight Distribution and Weight and Number Average Molecular Weights,pH <791>,Residual Solvents <467> (if required),Safety,Specific Rotation <781S> (requires Loss on Drying <731>),Sulfate <221>,USP Dextran 40 RS., USP Dextran 4 Calibration RS., USP Dextran 10 Calibration RS., USP Dextran 40 Calibration RS., USP Dextran 70 Calibration RS., USP Dextran 250 Calibration RS., USP Dextran Vo Marker RS., USP Dextran 40 System Suitability RS., USP Endo | SCC / ISO 17025
7799 | Dextran 40 for Injection by EP7/S8 - pg 1817, 35 g | Acidity or Alkalinity (requires Solution S),Appearance of Solution (2.2.1 & 2.2.2, II) (requires Solution S),Bacterial Endotoxins (2.6.14),CHARACTERS,EP Dextran 40 CRS.,Heavy Metals (2.4.8, A) (requires Solution S),Identification A (2.2.7) (requires Loss on Drying),Identification B (2.2.24),Identification C,Loss on Drying (2.2.32),Microbial Contamination (2.6.12),Molecular-Mass Distribution (2.2.39),Nitrogen-Containing Substances (2.5.9),Residual Solvents (2.2.28),Solution S,Sulfated Ash (2.4.14) | SCC / ISO 17025
7800 | Dextran 70 by USP36/S2 - pg 3194, 50 g | Antigenic Impurities,Bacterial Endotoxins <85>,Color of Solution,Heavy Metals <231> II,Identification A <197A>,Identification B,Limit of Alcohol and Related Impurities,Limit of Nitrogenous Impurities,Loss on Drying <731>,Molecular Weight Distribution and Weight and Number Average Molecular Weights,pH <791>,Residual Solvents <467> (if required),Safety,Specific Rotation <781S> (requires Loss on Drying <731>),Sulfate <221>,USP Dextran 70 RS., USP Dextran 4 Calibration RS., USP Dextran 10 Calibration RS., USP Dextran 40 Calibration RS., USP Dextran 70 Calibration RS., USP Dextran 250 Calibration RS., USP Dextran Vo Marker RS., USP Dextran 70 System Suitability RS., USP Endo | SCC / ISO 17025
7801 | Dextran 70 for Injection by EP7/S8 - pg 1819, 35 g | Acidity or Alkalinity (requires Solution S),Appearance of Solution (2.2.1 & 2.2.2, II) (requires Solution S),Bacterial Endotoxins (2.6.14),CHARACTERS,EP Dextran 70 CRS.,Heavy Metals (2.4.8, A) (requires Solution S),Identification A (2.2.7) (requires Loss on Drying),Identification B (2.2.24),Identification C,Loss on Drying (2.2.32),Microbial Contamination (2.6.12),Molecular-Mass Distribution (2.2.39),Nitrogen-Containing Substances (2.5.9),Residual Solvents (2.2.28),Solution S,Sulfated Ash (2.4.14) | SCC / ISO 17025
7802 | Dextrates by NF31/S2 - pg 1987, 50 g | Assay - Dextrose Equivalent (requires Loss on Drying <731>),Heavy Metals <231>II,Loss on Drying <731>,pH <791>,Residual Solvents <467> (if required),Residue on Ignition <281>,USP Dextrose RS. | SCC / ISO 17025
7803 | Dextrin by NF31/S2 - pg 1988, 50 g | Acidity,Assay - Reducing Sugars (Dextrose Equivalent) [requires Loss on Drying <731>],Botanic Characteristics,Chloride <221>,Heavy Metals <231>II,Identification A,Identification B,Limit of Protein - Nitrogen Determination <461>,Loss on Drying <731>,Residual Solvents <467> (if required),Residue on Ignition <281> | SCC / ISO 17025
7804 | Dextromethorphan by USP36/S2 - pg 3198, 20 g | Assay (requires Water <921> Ia),Heavy Metals <231> II,Identification A <197A>,Identification B <197U> (requires Water <921> Ia) ,Limit of N,N-Dimethylaniline,Limit of Phenolic Compounds,Melting Range <741> I,Residual Solvents <467> (if required),Residue on Ignition <281>,Specific Rotation <781S> (requires Water <921> Ia),USP Dextromethorphan RS.,Water <921> Ia | SCC / ISO 17025
7805 | Dextromethorphan Hydrobromide by USP36/S2 - pg 3199, 20 g | Assay (Requires Water <921> I),Identification A <197A>,Identification B <197U> (requires Water <921> Ia),Identification C,Limit of N,N-Dimethylaniline,Limit of Phenolic Compounds,pH <791>,Residual Solvents <467> (if required),Residue on Ignition <281>,Specific Rotation <781S> (requires Water <921> Ia),USP Dextromethorphan Hydrobromide CRM.,Water <921> I | SCC / ISO 17025
7806 | Dextrose and Sodium Chloride Injection by USP36/S2 - pg 3201, volume needed depends on the concentration of the injection | Assay for Dextrose,Assay for Sodium Chloride,Bacterial Endotoxins <85>,Identification - Sodium <191> & Chloride <191>,Injections <1>,Limit of 5-Hydroxymethylfurfural and Related Substances,pH <791>,Residual Solvents <467> (if required),USP Endotoxin RS. | SCC / ISO 17025
7807 | Dextrose by EP | See Glucose, Anhydrous and/or Glucose Monohydrate | SCC / ISO 17025
7808 | Dextrose by FCC8/S3 - pg 325, 300 g | Arsenic,Assay - Reducing Sugars (requires Loss on Drying),Chloride,DESCRIPTION,Identification,Lead (by ICPMS, not validated),Lead I,Loss on Drying,Optical (Specific) Rotation,Residue on Ignition (Sulfated Ash),Starch,Sulfur Dioxide | SCC / ISO 17025
7809 | Dextrose by USP36/S2 - pg 3200, 150 g | Acidity,Arsenic <211> I,Chloride <221>,Color of Solution,Dextrin,Heavy Metals <231>,Identification A,Residual Solvents <467> (if required),Residue on Ignition <281>,Soluble Starch, Sulfites,Specific Rotation <781S> (requires Water Determination <921> III),Sulfate <221>,Water Determination <921> III | SCC / ISO 17025
7810 | Dextrose Injection by USP36/S2 - pg 3201, volume needed depends on the concentration of the injecction | Assay,Bacterial Endotoxins <85>,Heavy Metals <231>,Identification,Injections <1>,Limit of 5-Hydroxymethylfurfural and Related Substances,Particulate Matter <788>,pH <791>,Residual Solvents <467> (if required),USP Endotoxin RS. | SCC / ISO 17025
7811 | Dextrose, Anhydrous by ACS10/S3 | See D-Glucose, Anhydrous | SCC / ISO 17025
7812 | Dextrose, Compressible (no known monograph) | Dextrose Equivalent,Sulfur Dioxide | SCC / ISO 17025
7813 | D-Glucose by USP | See Dextrose by USP | SCC / ISO 17025
7814 | D-Glucose, Anhydrous by ACS10/S3 - pg 336, 125 g | - Aqueous Solubility, - Melting Point,Chloride,General Description - Appearance,Heavy Metals I,Insoluble Matter,Iron I,Loss on Drying,Residue after Ignition,Specific Rotation,Starch,Sulfate and Sulfite I,Titratable Acid | SCC / ISO 17025
7815 | Di(2-ethylhexyl)phthalate by NF | See Diethyl Phthalate | SCC / ISO 17025
7816 | Diazepam by USP36/S2 - pg 3208, 5 g | Assay (requires Loss on Drying <731>),Heavy Metals <231> II,Identification A - Infrared Absorption <197A>,Identification B <201>,Loss on Drying <731>,Melting Range <741> I,Related Compounds,Residual Solvents <467> (if required),Residue on Ignition <281>,USP Diazepam RS., USP Diazepam Related Compound A RS., USP Diazepam Related Compound B RS., USP Nordazepam RS., | SCC / ISO 17025
7817 | Dibasic Calcium Phosphate Anhydrous by USP/EP/JP | (see Calcium Hydrogen Phosphate, Anhydrous for EP),(see Calcium Phosphate Anhydrous, Dibasic for USP),(see Calcium Phosphate, Dibasic, Anhydrous for JP) | SCC / ISO 17025
7818 | Dibasic Sodium Phosphate by USP | see Sodium Phosphate, Dibasic | SCC / ISO 17025
7819 | Dibasic Sodium Phosphate Hydrate by JP | see Sodium Phosphate Hydrate, Dibasic | SCC / ISO 17025
7820 | Dibutyl Phthalate by NF31/S2 - pg 1989, 75 g | Acidity,Appearance,Assay,Identification B,Identificaton A - Infrared Absorption <197F>,Refractive Index <831>,Related Compounds,Residual Solvents <467> (if required),Residue on Ignition <281>,Specific Gravity <841>,USP Dibutyl Phthalate RS.,Water Determination <921> I | SCC / ISO 17025
7821 | Dibutyl Sebacate by NF31/S2 - pg 5910, 2 g | Acid Value <401>,Assay - see note,Identification A - Infrared Absorption <197F>,Identification B (requires Assay),Refractive Index <831>,Residual Solvents <467> (if required),Saponification Value <401>,Specific Gravity <841>,USP Dibutyl Sebacate RS | SCC / ISO 17025
7822 | Dichloromethane by NF/EP/ACS | See Methylene Chloride | SCC / ISO 17025
7823 | Diclofenac Sodium by USP36/S2 - pg 3220, 20 g | Assay (requires Loss on Drying <731>),Chromatographic Purity,Clarity of Solution,Color of Solution,Heavy Metals <231> II,Identification A <197A>,Identification B,Identification C - Sodium <191>,Loss on Drying <731>,pH <791>,Residual Solvents <467> (if required),USP Diclofenac Sodium RS., USP Diclofenac Related Compound A RS. | SCC / ISO 17025
7824 | Diethyl Phthalate by NF31/S2 - pg 1993, 100 g | Acidity,Assay (Requires Water <921> I),Identification A <197F>,Refractive Index <831>,Residual Solvents <467> (if required),Residue on Ignition <281>,Specific Gravity <841>,USP Diethyl Phthalate RS.,Water Determination <921> I | SCC / ISO 17025
7825 | Diethylamine by ACS10/S3 - pg 291, 100 mL | Assay (requires Water),Color APHA,Water (by Volumetric-KF, not validated) | SCC / ISO 17025
7826 | Diethylene Glycol Monoethyl Ether by NF31/S2 - pg 1994, 100 g | Acid Value <401>,Assay (requires USP Diethylene Glycol Monoethyl Ether RS.),Identification A - Infrared Absorption <197A> (requires USP Diethylene Glycol Monoethyl Ether RS.),Identification B,Limit of 2-Methoxyethanol, 2-Ethoxyethanol, Ethylene Glycol, and Diethylene Glycol,Limit of Free Ethylene Oxide,Peroxide Value <401>,Refractive Index <831>,Residual Solvents <467> (if required),USP Diethylene Glycol Monoethyl Ether RS.,Water Determination <921> I | SCC / ISO 17025
7827 | Diethylpropion Hydrochloride by USP36/S2 - pg 3235, 10 g | Assay (requires Water),Chromatographic Purity,Free Bromine,Identification A <197A>,Identification B,Identification C - Chloride <191>,Limit of Hydrobromic Acid and Bromide,Residual Solvents <467> (if required),Secondary Amines,USP Diethylpropion Hydrochloride RS.,Water <921> I | SCC / ISO 17025
7828 | Dihydrocodeine Bitartrate by USP36/S2 - pg 3249, 8 g **Regulated Substance** | Ammonium Salts,Assay (requires Loss on Drying),Identification A (requires Assay),Identification B - Tartrate <191>,Identification C,Loss on Drying <731>,Melting Range <741> I,Ordinary Impurities <466>,pH <791>,Residual Solvents <467> (if required),Residue on Ignition <281>,Specific Rotation <781S>,USP Dihydrocodeine Bitartrate RS | SCC / ISO 17025
7829 | DihydroxyAluminum Aminoacetate by USP36/S2 - pg 3255, 30 g | Assay (requires Loss on Drying <731>),Identification A - Aluminum <191> (requires Identification Prep),Identification B (requires Identification Prep),Identification Prep,Isopropyl Alcohol,Loss on Drying <731>,Mercury (by ICPMS, not validated),Mercury <261> IIa,Nitrogen <461> II,pH <791>,Residual Solvents <467> (if required) | SCC / ISO 17025
7830 | Dimethicone by NF31/S2 - pg 1998, 1 L | Acidity,Assay (requires Specific Gravity <841>),Bacterial Endotoxins <85>,Heavy Metals,Identification A,Loss on Heating,Refractive Index <831>,Residual Solvents <467> (if required),Specific Gravity <841>,USP Endotoxin RS., USP Polydimethylsiloxane RS.,Viscosity - Capillary Viscometer Methods <911> and Rotational Rheometer Methods <912> | SCC / ISO 17025
7831 | Dimethybenzenes by ACS | see Xylenes | SCC / ISO 17025
7832 | Dimethyl Sulfoxide by ACS10/S3 - pg 296, 500 g | Assay (requires Water II),Residue after Evaporation ,Titrable Acid,Ultraviolet Spectrophotometry ,Water I (not validated),Water II | SCC / ISO 17025
7833 | Dimethyl Sulfoxide by USP36/S2 - pg 3268, 350 g | Acidity,Assay (requires Limit of Nonvolatile Residue and Related Compounds),Identification A - Infrared Absorption <197F>,Identification B,Limit of Nonvolatile Residue,Refractive Index <831>,Related Compounds,Residual Solvents <467> (if required),Specific Gravity <841>,Ultraviolet Absorbance,USP Dimethyl Sulfoxide RS.,Water <921> I | SCC / ISO 17025
7834 | Dimethylaniline | <223> | SCC / ISO 17025
7835 | Dimeticone by EP7/S8 - pg 5698, 50 g | Acidity,CHARACTERS - Appearance,CHARACTERS - Solubility,EP Dimeticone CRS.,FUNCTIONALITY-RELATED CHARACTERISTICS,Heavy Metals,Identification A,Identification B (2.2.24),Identification C,Identification D - (2.4.14 & 2.3.1),Mineral Oils,Phenylated Compounds (2.2.25),Viscosity (2.2.9),Volatile Matter | SCC / ISO 17025
7836 | Dinoprost Tromethamine by USP36/S2 - pg 3271, 10 g | Assay (requires Loss on Drying <731>),Chromatographic Purity,Identification <197A>,Loss on Drying <731>,Residual Solvents <467> (if required),Residue on Ignition <281>,Specific Rotation <781S> (requires Loss on Drying <731>),USP Dinoprost Tromethamine RS. | SCC / ISO 17025
7837 | Dioxane by ACS10/S3 - pg 298, 200 mL | Assay (requires Water),Carbonyl,Color APHA,Freezing Point,Peroxide,Residue After Evaporation (requires Peroxide),Titratable Acid,Water II | SCC / ISO 17025
7838 | Diphenhydramine Hydrochloride by USP36/S2 - pg 5977, 50 g | Acidity or Alkalinity,Assay (requires Loss on Drying <731>),Identification A - Infrared Absorption <197A>,Identification B,Identification C - Chloride <191>,Loss on Drying <731>,Organic Inpurities,Residual Solvents <467> (if required),Residue on Ignition <281>,USP Diphenhydramine Hydrochloride RS., USP Diphenhydramine Related Compound A RS | SCC / ISO 17025
7839 | Dipotassium Phosphate by EP7/S8 - pg 1870, 25 g | Appearance of Solution (2.2.1 & 2.2.2, II) (requires Solution S),Arsenic (2.4.2, A) (requires Solution S),Assay [requires Loss on drying (2.2.32)],Bacterial Endotoxins (2.6.14),CHARACTERS,Chlorides (2.4.4) (requires Solution S),Heavy Metals (2.4.8, A),Identification A (2.2.4) (requires Solution S),Identification B - Phosphates (2.3.1, b) (requires Solution S),Identification C - Potassium (2.3.1, a) (requires Solution S),Iron (2.4.9) (requires Solution S),Loss on Drying (2.2.32),Monopotassium Phosphate,Reducing Substances (requires Solution S),Sodium (2.2.22, I),Sodium (by ICPMS, not validated),Solution S,Sulfates (2.4.13) (requires Solution S) | SCC / ISO 17025
7840 | Disintegration | <701> | SCC / ISO 17025
7841 | Disodium Edetate by EP7/S8 - pg 1874, 50 g | Appearance of Solution (2.2.1 & 2.2.2, II) (requires Solution S),Assay,CHARACTERS,EP Disodium Edetate CRS.,Heavy Metals (2.4.8, F),Identification A - Infrared Absorption Spectrophotometry (2.2.24),Identification B,Identification C,Identification D - Sodium (2.3.1, a & b),Impurity A (2.2.29),Iron (2.4.9) (requires Solution S),pH (2.2.3) (requires Solution S),Solution S | SCC / ISO 17025
7842 | Disodium EDTA | See USP Edetate Disodium | SCC / ISO 17025
7843 | Disodium Hydrogen Phosphate Dihydrate | See Dibasic Sodium Phosphate by USP,See Disodium Phosphate Dihydrate by EP | SCC / ISO 17025
7844 | Disodium Hydrogen Phosphate Dihydrate by BP2013 - pg 759, 35 g | Appearance of Solution (2.2.1 & 2.2.2, II) (requires Solution S),Arsenic (2.4.2, A) (requires Solution S),Assay [requires Loss on drying (2.2.32)],CHARACTERS - Appearance,CHARACTERS - Solubility,Chlorides (2.4.4) (requires Solution S),Heavy Metals (2.4.8, A) (requires Solution S),Identification A (2.2.4) (requires Solution S),Identification B - Loss on Drying,Identification C - Phosphates (2.3.1, b) (requires Solution S),Identification D - Sodium (2.3.1, a) (requires Solution S),Iron (2.4.9) (requires Solution S),Loss on Drying (2.2.32),Monosodium Phosphate,Reducing Substances (requires Solution S),Solution S,Sulfates (2.4.13) (requires Solution S) | SCC / ISO 17025
7845 | Disodium Hydrogen Phosphate, Anhydrous by JPE - pg 257, 25 g | Assay,DESCRIPTION,Identification,Loss on Drying,pH,Purity (1) Clarity and Color of Solution,Purity (2) Chloride,Purity (3) Sulfate,Purity (4) Carbonate,Purity (5) Heavy Metals,Purity (6) Arsenic 1 | SCC / ISO 17025
7846 | Disodium Phosphate Dihydrate by EP7/S8 - pg 3641, 35 g | Appearance of Solution (2.2.1 & 2.2.2, II) (requires Solution S),Arsenic (2.4.2, A) (requires Solution S),Assay [requires Loss on drying (2.2.32)],CHARACTERS - Appearance,CHARACTERS - Solubility,Chlorides (2.4.4) (requires Solution S),Heavy Metals (2.4.8, A) (requires Solution S),Identification A (2.2.4) (requires Solution S),Identification B - Loss on Drying,Identification C - Phosphates (2.3.1, b) (requires Solution S),Identification D - Sodium (2.3.1, a) (requires Solution S),Iron (2.4.9) (requires Solution S),Loss on Drying (2.2.32),Monosodium Phosphate,Reducing Substances (requires Solution S),Solution S,Sulfates (2.4.13) (requires Solution S) | SCC / ISO 17025
7847 | Disodium Phosphate Dodecahydrate by EP7/S8 - pg 3642, 35 g | Appearance of Solution (2.2.1 & 2.2.2, II) (requires Solution S),Arsenic (2.4.2, A) (requires Solution S),Assay,CHARACTERS,Chlorides (2.4.4) (requires Solution S),Heavy Metals (2.4.8, A) (requires Solution S),Identification A (2.2.4) (requires Solution S),Identification B - Water (2.5.12),Identification C - Phosphates (2.3.1, b) (requires Solution S),Identification D - Sodium (2.3.1, a) (requires Solution S),Iron (2.4.9) (requires Solution S),Monosodium Phosphate,Reducing Substances (requires Solution S),Solution S,Sulfates (2.4.13) (requires Solution S),Water (2.5.12) | SCC / ISO 17025
7848 | Disodium Phosphate, Anhydrous by EP7/S8 - pg 3641 20 g | Appearance of Solution (2.2.1 & 2.2.2, II) (requires Solution S),Arsenic (2.4.2) (requires Solution S),Assay [requires Loss on drying (2.2.32)],CHARACTERS,Chlorides (2.4.4) (requires Solution S),Heavy Metals (2.4.8, A) (requires Solution S),Identification A (2.2.4) (requires Solution S),Identification B,Identification C - Phosphates (2.3.1, b) (requires Solution S),Identification D - Sodium (2.3.1, a) (requires Solution S),Iron (2.4.9) (requires Solution S),Loss on Drying (2.2.32),Monosodium Phosphate,Reducing Substances (requires Solution S),Solution S,Sulfates (2.4.13) (requires Solution S) | SCC / ISO 17025
7849 | Dissolution | <2060> | SCC / ISO 17025
7850 | Dissolution | <711> | SCC / ISO 17025
7851 | Distillation Range | 2.2.11 | SCC / ISO 17025
7852 | Dithizone by ACS10/S3 - pg 303, 5 g | Assay,Heavy Metals,Ratio of Absorbances (requires Assay),Residue After Ignition | SCC / ISO 17025
7853 | DL-Panthenol by FCC8/S3 - pg 840, 50 g | Aminopropanol,Assay (requires Loss on Drying),DESCRIPTION,Identification A,Identification B,Identification C - Infrared Absorption,Lead,Lead (ICPMS not validated),Loss on Drying,Melting Range or Temperature,Residue on Ignition (Sulfated Ash),USP Dexpanthanol RS. | SCC / ISO 17025
7854 | DMAC by USP | See N,N-Dimethylacetamide | SCC / ISO 17025
7855 | D-Mannitol by JP16/S1 - pg 1063, 50 g | Assay <2.50>,DESCRIPTION,Identification (1),Identification (2) Infrared Spectrophotometry <2.25>,Loss on Drying <2.41>,Melting Point <2.60>,Optical Rotation <2.49>,Purity (1) Clarity and Color of Solution,Purity (2) Acidity,Purity (3) Chloride <1.03>,Purity (4) Sulfate <1.14>,Purity (5) Heavy Metals <1.07> 1,Purity (6) Nickel,Purity (7) Arsenic <1.11> 1,Purity (8) Sugars <2.50>,Residue on Ignition <2.44> | SCC / ISO 17025
7856 | DMSO by USP/ACS | see Dimethyl Sulfoxide | SCC / ISO 17025
7857 | Docetaxel by USP36 | ADD MONOGRAPH TESTS WHEN NEEDED | SCC / ISO 17025
7858 | Docetaxel Injection by USP36 | ADD MONOGRAPH TESTS WHEN NEEDED | SCC / ISO 17025
7859 | Docusate Sodium by USP36/S2 - pg 3308, 100 g | Assay (Requires Water <921> I),Clarity of Solution,Heavy Metals <231>,Identification,Limit of Bis(2-Ethylhexyl) Maleate,Residual Solvents <467> (if required),Residue on Ignition <281>,USP Docusate Sodium RS., USP Bis(2-Ethylhexyl) Maleate RS.,Water Determination <921> I | SCC / ISO 17025
7860 | Docusate Sodium Capsules by USP36/S2 - pg 3309, amount depends on concentration in capsule | Assay,Dissolution <711>,Identification A,Residual Solvents <467> (if required),Uniformity of Dosage Units <905>,USP Docusate Sodium RS. | SCC / ISO 17025
7861 | Dorzolamide Hydrochloride by USP36/S2 - pg 3324, 15 g | Assay,Chromatographic Purity,Heavy Metals <231> II,Identification A <197A>,Identification B (requires Assay),Identification C - Chloride <191>,Limit of Dorzolamide Hydrochloride Related Compound A,Residual Solvents <467> (if required),Residue on Ignition <281>,USP Dorzolamide Hydrochloride RS, Dorzolamide Hydrochloride Related Compound A,Water <921> I | SCC / ISO 17025
7862 | Doxorubicin Hydrochloride by USP36/S2 - pg 3331, 10 g | Assay (requires Water <921> I and Limit of Solvent Residues),Chromatographic Purity,Crystallinity <695>,Identification,Limit of Solvent Residues,pH <791>,Residual Solvents <467> (if required),USP Doxorubicin Hydrochloride RS.,Water <921> I | SCC / ISO 17025
7863 | Doxycycline Hyclate by EP7/S8 - pg 4305, 10 g | Assay (2.2.29) [requires Water (2.5.12) & Ethanol (2.2.28)],Bacterial Endotoxins (2.6.14),CHARACTERS - Appearance,CHARACTERS - Solubility,EP Doxycycline Hyclate CRS., EP 6-Epidoxycycline Hyclate CRS., EP Metacycline Hydrochloride CRS.,Ethanol (2.2.28),Heavy Metals (2.4.8, C),Identification A,Identification B,Identification C - Chlorides (2.3.1, a),Light Absorbing Impurities (2.2.25) [requires Water (2.5.12) & Ethanol (2.2.28)],pH (2.2.3),Related Substances (2.2.29),Specific Absorbance (2.2.25) [requires Water (2.5.12) & Ethanol (2.2.28)],Specific Optical Rotation (2.2.7) [requires Water (2.5.12) & Ethanol (2.2.28)],Sulfated Ash (2.4.14),Water (2.5.12) | SCC / ISO 17025
7864 | Doxycycline Hyclate by USP36/S2 - pg 3337, 2 g | Assay,Crystallinity <695>,Identification <197A>,Other Requirements,pH <791>,Related Compounds,Residual Solvents <467> (if required),USP Doxycycline Hyclate RS., USP Endotoxin RS., USP Methacycline Hydrochloride RS.,Water <921> I | SCC / ISO 17025
7865 | Doxylamine Hydrogen Succinate by EP7/S8 - pg 4925, 8 g | Appearance of Solution (2.2.1 & 2.2.2, II),Assay [requires Water (2.5.12)],CHARACTERS,EP Doxylamine Hydrogen Succinate CRS,Identification - Infrared Absorption Spectrophotometry (2.2.24),Related Substances (2.2.28),Sulfated Ash (2.4.14),Water (2.5.12) | SCC / ISO 17025
7866 | Doxylamine Succinate by USP36/S2 - pg 3344, 20 g | Assay (requires Loss on Drying <731>),Identification A <197U>,Identification B <181>,Identification C,Loss on Drying <731>,Melting Range <741> I,Residual Solvents <467> (if required),Residue on Ignition <281>,Sample Preparation for Identification B <181>,USP Doxylamine Succinate RS.,Volatile Related Compounds | SCC / ISO 17025
7867 | D-Panthenol by FCC | use Dexpanthenol, aka D(+)-Pantothenyl Alcohol | SCC / ISO 17025
7868 | Dried Sodium Carbonate by JP16/S1 - pg 1395, 15 g | Assay <2.50>,DESCRIPTION,Identification <1.09> Sodium Salt & Carbonate,Loss on Drying <2.41>,Purity (1) Clarity and Color of Solution,Purity (2) Chloride <1.03>,Purity (3) Heavy Metals <1.07>,Purity (4) Arsenic <1.11> 1 | SCC / ISO 17025
7869 | Drop Point | 2.2.17 | SCC / ISO 17025
7870 | Drospirenone by USP36 | ADD MONOGRAPH TESTS WHEN NEEDED | SCC / ISO 17025
7871 | Drug Release | <724> | SCC / ISO 17025
7872 | Dry Residue of Extracts | 2.8.16 | SCC / ISO 17025
7873 | D-Sorbitol by JP16/S1 - pg 1421, 130 g | Assay <2.50>,Identification (1),Identification (2),Identification (3),Loss on Drying <2.41>,Purity (1) Clarity and Color of Solution, and Acidity or Alkalinity,Purity (2) Chloride <1.03>,Purity (3) Sulfate <1.14>,Purity (4) Heavy Metals <1.07> 1,Purity (5) Nickel,Purity (6) Arsenic <1.11> 1,Purity (7) Glucose,Purity (8) Sugars,Residue on Ignition <2.44> | SCC / ISO 17025
7874 | DTPA by USP | See Pentetic Acid | SCC / ISO 17025
7875 | Echinacea Purpurea Herb Powder | Acid-insoluble Ash,Total Ash | SCC / ISO 17025
7876 | Edetate Calcium Disodium by USP36/S2 - pg 3368, 25 g | Assay (Requires Water <921> I),Chloride <221>,Disodium Edetate,Heavy Metals <231> II,Identification A - Infrared Absorption <197A>,Identification B,Identification C,Limit of Nitrilotriacetic Acid,pH <791>,Residual Solvents <467> (if required),USP Edetate Calcium Disodium RS.,Water Determination <921> I | SCC / ISO 17025
7877 | Edetate Disodium by EP | See Disodium Edetate | SCC / ISO 17025
7878 | Edetate Disodium by USP36/S2 - pg 3370, 30 g | Assay (requires Loss on Drying <731>),Calcium,Heavy Metals <231> II,Identification A - Infrared Absorption <197A>,Identification B,Identification C - Sodium <191>,Limit of Nitrilotriacetic Acid,Loss on Drying <731>,pH <791>,Residual Solvents <467> (if required),USP Edetate Disodium RS. | SCC / ISO 17025
7879 | Edetate Disodium Injection by USP36/S2 - pg 3371, 10 g in sol | Assay,Bacterial Endotoxins <85>,Identification - Sodium <191> (requires Identification Prep),Identification <197A> (requires Identification Prep),Identification Prep,Other Requirements <1>,pH <791>,Residual Solvents <467> (if required),USP Edetate Disodium RS., USP Endotoxin RS. | SCC / ISO 17025
7880 | Edetic Acid by NF31/S2 - pg 1999, 35 g | Assay,Heavy Metals <231> II,Identification <197A>,Iron,Limit of Nitrilotriacetic Acid,Residual Solvents <467> (if required),Residue on Ignition <281>,USP Edetic Acid RS. | SCC / ISO 17025
7881 | EDTA by NF | See Edetic Acid | SCC / ISO 17025
7882 | EDTA by USP | See Edetate Disodium | SCC / ISO 17025
7883 | EDTA Disodium Salt by ACS | use (Ethylenedinitrilo)tetraacetic Acid, Disodium Salt Dihydrate | SCC / ISO 17025
7884 | EDTA, Free Acid by ACS | See (Ethylenedinitrilo)tetraacetic Acid | SCC / ISO 17025
7885 | Electrophoresis | <726> | SCC / ISO 17025
7886 | Electrophoresis | 2.2.31 | SCC / ISO 17025
7887 | Elemental impurities in drug products | USP 232, USP 233 | SCC / ISO 17025
7888 | Enalapril Maleate by USP36/S2 - pg 3394, 15 g | Assay (requires Loss on Drying <731>),Heavy Metals <231> II,Identification A <197A>,Identification B,Loss on Drying <731>,Related Compounds,Residual Solvents <467> (if required),Residue on Ignition <281>,Specific Rotation <781S> (requires Loss on Drying <731>),USP Enalapril Maleate RS. | SCC / ISO 17025
7889 | Enrofloxacin by WCAS | Identification | SCC / ISO 17025
7890 | Enteric Coated Aspirin by USP | (use Aspirin Delayed-Release Tablets) | SCC / ISO 17025
7891 | Epinastine Hydrochloride by EP7/S8 - pg 1928, 10 g | Acidity or Alkalinity,Assay [requires Loss on drying (2.2.32)],CHARACTERS,EP Epinastine Hydrochloride CRS., EP Epinastine for System Suitability CRS.,Heavy Metals (2.4.8, H),Identification A (2.2.24),Identification B - Chlorides (2.3.1, a),Loss on Drying (2.2.32),Related Substances (2.2.29),Sulfated Ash (2.4.14) | SCC / ISO 17025
7892 | Epinephrine Assay | <391> | SCC / ISO 17025
7893 | Epinephrine by USP36/S2 - pg 3416, 7 g | Assay (requires Loss on Drying <731>),Identification A,Limit of Adrenalone,Limit of Norepinephrine,Loss on Drying <731>,Residual Solvents <467> (if required),Residue on Ignition <281>,Specific Rotation <781S> (requires Loss on Drying <731>),USP Epinephrine Bitartrate RS., USP Norephinephrine Bitartrate RS. | SCC / ISO 17025
7894 | Epinephrine Hydrochloride by USP | See Racepinephrine Hydrochloride | SCC / ISO 17025
7895 | Epinephrine Injection by USP36/S2 - pg 3418, amount required depends on label claim | Assay,Bacterial Endotoxins <85>,Color and Clarity,Identification A,Identification B,Other Requirements <1>,pH <791>,Residual Solvents <467> (if required),Total Acidity,USP Epinephrine Bitartrate RS., USP Endotoxin RS. | SCC / ISO 17025
7896 | Ergocalciferol by EP7/S8 - pg 1931, 5 g | Assay (2.2.29),CHARACTERS,EP Ergocalciferol CRS., EP Ergosterol CRS., EP Cholecalciferol for System Suitability CRS.,Ergosterol (2.2.27),Identification (2.2.24),Reducing Substances (2.2.25),Specific Optical Rotation (2.2.7) | SCC / ISO 17025
7897 | Ergocalciferol by USP36/S1 - pg 3427, 5 g | Assay,Identification A - Infrared Absorption <197A>,Identification B - Ultraviolet Absorption <197U>,Identification C,Identification D <621>,Melting Range or Temperature <741> Ib,Reducing Substances,Residual Solvents <467> (if required),Specific Rotation <781S>,USP Ergocalciferol RS., USP Ergosterol RS., USP Vitamin D Assay System Suitability RS. | SCC / ISO 17025
7898 | Ergonovine Maleate by USP36/S2 - pg 3435, 5 g | Assay (requires Loss on Drying),Identification A <197A>,Identification B <197U> (requires Loss on Drying <731>),Identification C,Loss on Drying <731>,Related Alkaloids,Residual Solvents <467> (if required),Specific Rotation <781S> (requires Loss on Drying <731>),USP Ergonovine Maleate RS. | SCC / ISO 17025
7899 | Erythritol by EP7/S8 - pg 1935, 50 g | Appearance of Solution (2.2.1 & 2.2.2, II),Assay [requires Water (2.5.12)],Bacterial Endotoxins (2.6.14),CHARACTERS,Conductivity (2.3.38),EP Erythritol CRS.,Identification A (2.2.14),Identification B (2.2.24),Lead (2.4.10),Microbial Contamination (2.6.12 & 2.6.13),Related Substances (2.2.29),Water (2.5.12) | SCC / ISO 17025
7900 | Erythritol by FCC8/S3 - pg 381, 45 g | Assay (requires Loss on Drying),DESCRIPTION,Identification A,Identification B - Infrared Absorption,Lead (by ICPMS, not validated),Lead I,Loss on Drying,Reducing Sugars (as Glucose),Residue on Ignition (Sulfated Ash),Ribitol and Glycerol,USP Erythritol RS., USP Glycerin RS. | SCC / ISO 17025
7901 | Erythritol by JPE - pg 30, 45 g | Assay,DESCRIPTION,Identification,Loss on Drying,Melting Point,Purity (1) Clarity and Color of Solution,Purity (2) Chloride,Purity (3) Sulfate,Purity (4) Heavy Metals,Purity (5) Arsenic,Purity (6) Nitrogen,Purity (7) Sugars,Residue on Ignition | SCC / ISO 17025
7902 | Erythromycin by EP7/S8 - pg 3920, 5 g | Assay (2.2.29) [requires Water (2.5.12)],CHARACTERS,EP Erythromycin A CRS., EP Spiramycin CRS., EP Erythromycin B CRS., EP Erythromycin C CRS., EP N-Demethylerythromycin A CRS.,Identification A (2.2.24),Identification B (2.2.27),Identification C,Identification D,Related Substances (2.2.29),Specific Optical Rotation (2.2.7) [requires Water (2.5.12)],Sulfated Ash (2.4.14),Thiocyanate (2.2.25),Water (2.5.12) | SCC / ISO 17025
7903 | Erythromycin by USP36/S2 - pg 3443, 5 g | Assay (Requires Water <921> I),Crystallinity <695>,Identification,Limit of Related Substances,Limit of Thiocyanate,Residual Solvents <467> (if required),Residue on Ignition <281>,Specific Rotation <781S> (requires Water <921> I),USP Erythromycin B RS., USP Erythromycin C RS., USP Erythromycin Related Compound N RS.,USP Erythromycin RS.,Water <921> I | SCC / ISO 17025
7904 | Erythromycin Ethylsuccinate by USP36/S2 - pg 3452, 5 g | Assay (requires Water),Crystallinity <695>,Identification <197S>,Related Compounds (requires Assay),Residual Solvents <467> (if required),Residue on Ignition <281>,USP Erythromycin RS, Erythromycin B RS, Erythromycin C RS, Erythromycin Related Compound N RS, Erythromycin Ethylsuccinate RS,Water <921> I,X-Ray Diffraction <941> (ONLY if amorphous) | SCC / ISO 17025
7905 | Ester Value | 2.5.2 | SCC / ISO 17025
7906 | Estradiol by USP36/S2 - pg 3470, 15 g | Assay (Requires Water <921> I),Chromatographic Purity,Identification A <197A>,Identification B <197U> (requires Water <921> I),Melting Range or Temperature <741> I,Residual Solvents <467> (if required),Specific Rotation <781S> (requires Water <921> I),USP Estradiol RS., USP Estrone RS.,Water <921> I | SCC / ISO 17025
7907 | Estriol by USP36/S2 - pg 3485, 5 g | Assay,Chromatographic Purity,Completeness of Solution,Identification A <197A>,Identification B <197U>,Loss on Drying <731>,Residual Solvents <467> (if required),Residue on Ignition <281>,Specific Rotation <781S> (requires Loss on Drying <731>),USP Estriol RS. | SCC / ISO 17025
7908 | Ethanol (96 Per Cent) by BP2013 - pg 864, 2 L | Absorbance (2.2.25),Acidity or Alkalinity,Appearance (2.2.1 & 2.2.2, II),CHARACTERS - Appearance,CHARACTERS - Boiling Point,CHARACTERS - Solubility,Identification A - Relative Density,Identification B - Infrared Absorption Spectrophotometry (2.2.24),Identification C,Identification D,Ph. Eur. Reference Spectrum Ethanol (96 Per Cent).,Relative Density (2.2.5),Residue on Evaporation,Volatile Impurities - Gas Chromatography (2.2.28) | SCC / ISO 17025
7909 | Ethanol (96 Per Cent) by EP7/S8 - pg 1964, 1.5 L | Absorbance (2.2.25),Acidity or Alkalinity,Appearance (2.2.1 & 2.2.2, II),CHARACTERS - Appearance,CHARACTERS - Boiling Point,CHARACTERS - Solubility,Identification A - Relative Density,Identification B - Infrared Absorption Spectrophotometry (2.2.24),Identification C,Identification D,Ph. Eur. Reference Spectrum Ethanol (96 Per Cent).,Relative Density (2.2.5),Residue on Evaporation,Volatile Impurities - Gas Chromatography (2.2.28) | SCC / ISO 17025
7910 | Ethanol by FCC | See Ethyl Alcohol | SCC / ISO 17025
7911 | Ethanol by USP | See Alcohol | SCC / ISO 17025
7912 | Ethanol, Anhydrous by EP7/S8 - pg 1966, 1.5 L | Absorbance (2.2.25),Acidity or Alkalinity,Appearance (2.2.1 & 2.2.2, II),CHARACTERS,Identification A,Identification B (2.2.24),Identification C,Identification D,Ph. Eur. Reference Spectrum of Anhydrous Ethanol.,Relative Density (2.2.5),Residue on Evaporation,Volatile Impurities (2.2.28) | SCC / ISO 17025
7913 | Ethanol, Anhydrous by JP16/S1 - pg 803 & 2413, 2 L (*Harmonized with EP/USP) | DESCRIPTION,Identification (1) Infrared Spectrophotometry <2.25>*,Purity (1) Clarity and Color of Solution*,Purity (2) Acidity or Alkalinity*,Purity (3) Volatile Impurities <2.02>*,Purity (4) Other Impurities (Absorbance) <2.24>*,Purity (5) Residue on Evaporation*,Specific Gravity <2.56>* | SCC / ISO 17025
7914 | Ethanolamine by NF | See Monoethanolamine | SCC / ISO 17025
7915 | Ethyl Acetate by ACS10/S3 - pg 307, 200 mL | Assay (requires Water),Color APHA,Residue after Evaporation,Substances Darkened by Sulfuric Acid,Titrable Acid,Ultraviolet Spectrophotometry,Water | SCC / ISO 17025
7916 | Ethyl Acetate by EP7/S8 - pg 1972, 300 mL | Acidity,Appearance of Solution (2.2.1 & 2.2.2, II),CHARACTERS,Identification A (2.2.12),Identification B (2.2.24),Identification C - Acetyl (2.3.1),Identification D - Esters (2.3.1),Ph. Eur. Reference Spectrum of Ethyl Acetate.,Reaction with Sulfuric Acid,Refractive Index (2.2.6),Related Substances (2.2.28),Relative Density (2.2.5),Residue on Evaporation,Water (2.5.12) | SCC / ISO 17025
7917 | Ethyl Acetate by JPE - pg 128, 75 mL | Acid Value,Assay,Identification (1),Identification (2),Refractive Index,Specific Gravity | SCC / ISO 17025
7918 | Ethyl Acetate by NF31/S2 - pg 2004, 100 mL | Acidity,Assay,Chromatographic Purity,Identification A,Limit of Methyl Compounds,Limit of Nonvolatile Residue,Readily Carbonizable Substances <271>,Residual Solvents <467> (if required),Specific Gravity <841> | SCC / ISO 17025
7919 | Ethyl Alcohol by ACS10/S3 - pg 208, 640 mL | Acetone, Isopropyl Alcohol,Assay,Color APHA,Methanol,Residue after Evaporation ,Solubility in Water,Substances Darkened by Sulfuric Acid,Substances Reducing Permanganate,Titrable Base,Titratable Acid,Ultraviolet Spectrophotometry | SCC / ISO 17025
7920 | Ethyl Alcohol by EP/BP | See Ethanol | SCC / ISO 17025
7921 | Ethyl Alcohol by FCC8/S3 - pg 399, 1 L | Acidity (as Acetic Acid),Alkalinity (as NH3),Assay - Specific Gravity,DESCRIPTION,Fusel Oil,Ketones, Isopropyl Alcohol,Lead (by ICPMS, not validated),Lead I,Methanol,Nonvolatile Residue,Solubility in Water,Substances Darkened by Sulfuric Acid,Substances Reducing Permanganate | SCC / ISO 17025
7922 | Ethyl Alcohol by USP | See Alcohol | SCC / ISO 17025
7923 | Ethyl Alcohol, Absolute by ACS10/S3 - pg 310, 700 mL | Acetone, Isopropyl Alcohol,Assay,Color APHA,Methanol,Residue after Evaporation ,Solubility in Water,Substances Darkened by Sulfuric Acid,Substances Reducing Permanganate,Titrable Base,Titratable Acid,Ultraviolet Spectrophotometry,Water by Volumetric, Karl-Fischer Titration (not validated),Water II | SCC / ISO 17025
7924 | Ethyl Maltol by NF31/S2 - pg 2006, 6g | Assay (requires Water Determination <921> I),Identification A - Infrared Absorption <197S>,Residual Solvents <467> (if required),Residue on Ignition <281>,USP Ethyl Maltol RS.,Water Determination <921> I | SCC / ISO 17025
7925 | Ethylcellulose by NF31/S2 - pg 6552, 50 g | Acetaldehyde,Acidity or Alkalinity,Assay (requires Loss on Drying <731>),Chlorides,Heavy Metals <231> II,Identification A - Infrared Absorption <197A>,Loss on Drying <731>,Residual Solvents <467> (if required),Residue on Ignition <281>,USP Ethylcellulose RS.,Viscosity - Capillary Viscometer Methods <911> (requires Loss on Drying <731>) | SCC / ISO 17025
7926 | Ethylene Glycol and Diethylene Glycol in Ethoxylated Substances | 2.4.30 | SCC / ISO 17025
7927 | Ethylene Glycol by USP36/S2 - Reagent Specifications - pg 1165, 400 mL | Acidity,Boiling Range (Reagent Test),Chloride (Reagent Test),Description - Appearance & Solubility,Residual Solvents <467>,Residue on Ignition,Specific Gravity <841>,Water <921> I | SCC / ISO 17025
7928 | Ethylene Glycol, Extracting Medium, General Procedure, Heavy Metals <231>, Sample Preparation, Sample Preparation Extract, Total Terephthaloyl Moieties, Biological Tests, Buffering Capacity, Colorant Extraction, Components Used in Contact with Oral Liquids, Differential Scanning Calorimetry, Heavy Metals <231>, Heavy Metals and Nonvolatile Residue, Heavy Metals, Total Terephthaloyl Moieties, and Ethylene Glycol, Infrared Spectroscopy, Multiple Internal Reflectance, Nonvolatile Residue, Residue on Ignition <281>, Testing Parameters, Thermal Analysis <891>, USP High-Density Polyethylene RS., USP Homopolymer Polypropylene RS., USP Copolymer Polypropylene RS., USP Low-Density Polyethylene RS., USP Polyethylene Terephthalate RS., USP Polyethylene Terepthalate G RS.,Containers-Plastics,Physicochemical Tests,Polyethylene Containers - High-Density Polyethylene,Polyethylene Containers - Low-Density Polyethylene,Polyethylene Terephthalate Bottles and Polyethylene Terephthalate G Containers,Polypropylene Containers,Test Methods | <661> | SCC / ISO 17025
7929 | Ethylene Oxide and Dioxan | 2.4.25 | SCC / ISO 17025
7930 | Ethylenediamine by USP36/S2 - pg 3512, 20 mL | Assay,Heavy Metals <231> I,Identification,Residual Solvents <467> (if required) | SCC / ISO 17025
7931 | Ethylenediaminetetraacetic Acid by NF | See Edetic Acid | SCC / ISO 17025
7932 | Etoposide by USP36/S2 - pg 3523, 10 g | Assay (Requires Water <921> I),Heavy Metals <231> II,Identification A <197A>,Identification B,Related Compounds,Residual Solvents <467> (if required),Residue on Ignition <281>,Specific Rotation <781S> (requires Water <921> I),USP Etoposide RS., Etoposide Resolution Mixture RS.,Water <921> I | SCC / ISO 17025
7933 | Etoposide Capsules by USP36/S2 - pg 3524, 100 Capsules | Assay,Dissolution <711>,Identification A <197A> (requires Sample Preparation for USP Identification A),Identification B,Related Compounds,Residual Solvents <467> (if required),Sample Preparation for USP Identification A,Uniformity of Dosage Units <905>,USP Etoposide RS., Etoposide Related Compound A RS. | SCC / ISO 17025
7934 | Extractables and leachables | ISO 7886, Annex A | ISO 17025
7935 | Extractables and Leachables Studies | Consulting and Testing | SCC / ISO 17025
7936 | Failure Analysis | Consulting and Testing | SCC / ISO 17025
7937 | Falling Ball Viscometer Method | 2.2.49 | SCC / ISO 17025
7938 | Famotidine by EP7/S8 - pg 5465, 12 g | Appearance of Solution (2.2.1 & 2.2.2, II),Assay [requires Loss on drying (2.2.32)],CHARACTERS,EP Famotidine CRS., EP Famotidine Impurity D CRS., EP Famotidine for System Suitability CRS.,Heavy Metals (2.4.8, H),Identification - Infrared Absorption Spectrophotometry (2.2.24),Loss on Drying (2.2.32),Related Substances - Liquid Chromatography (2.2.29),Sulfated Ash (2.4.14) | SCC / ISO 17025
7939 | Famotidine by USP36/S2 - pg 3528, 20 g | Assay (requires Loss on Drying <731>),Heavy Metals <231> II ,Identification <197A>,Loss on Drying <731>,Organic Impurities <621>,Residual Solvents <467> (if required),Residue on Ignition <281>,USP Famotidine RS., USP Famotidine Related Compound B RS., USP Famotidine Related Compound C RS., USP Famotidine Related Compound D RS., USP Famotidine Related Compound E RS., USP Famotidine Related Compound F RS. | SCC / ISO 17025
7940 | Fatty Oils and Resinified Essential Oils in Essential Oils | 2.8.7 | SCC / ISO 17025
7941 | Fenofibrate by USP36/S2 - pg 3544, 40 g | Acidity,Assay (requires Loss on Drying <731>),Chloride <221>,Color and Achromicity <631>,Heavy Metals <231> II,Identification - Infrared Absorption <197A>,Loss on Drying <731>,Melting Range or Temperature <741> Ia,Organic Impurities,Residual Solvents <467> (if required),Residue on Ignition <281>,Sulfate <221>,USP Fenofibrate RS., USP Fenofibrate Related Compound A RS., USP Fenofibrate Related Compound B RS., USP Fenofibrate Related Compound C RS. | SCC / ISO 17025
7942 | Fentanyl Citrate by EP7/S8 - pg 4930, 10 g | Appearance of Solution (2.2.1 & 2.2.2, II),Assay [requires Loss on drying (2.2.32)],CHARACTERS,Identification (2.2.24),Loss on Drying (2.2.32),Ph. Eur. Reference Spectrum of Fentanyl Citrate, EP Fentanyl for System Suitability CRS (containing impurities A, B, C and D),Related Substances (2.2.29) | SCC / ISO 17025
7943 | Fentanyl Citrate by USP36/S2 - pg 3556, 15 g | Assay (requires Loss on Drying <731>),Heavy Metals <231> II,Identification A <197A>,Identification B <197U>,Loss on Drying <731>,Ordinary Impurities <466>,Residual Solvents <467> (if required),Residue on Ignition <281>,USP Fentanyl Citrate RS. | SCC / ISO 17025
7944 | Fentanyl Citrate Injection by USP36/S2 - pg 3556, see tests for volume needed | Assay,Bacterial Endotoxins <85>,Identification,Other Requirements <1>,pH <791>,Residual Solvents <467> (if required),USP Endotoxin RS., USP Fentanyl Citrate RS. | SCC / ISO 17025
7945 | Ferric Ammonium Citrate, Brown by FCC8/S3 - pg 441, 10 g | Assay - Iron Content,DESCRIPTION,Ferric Citrate,Identification A,Identification B,Identification C,Lead (by ICPMS, not validated),Lead I,Mercury (by ICPMS, not validated),Mercury I,Oxalate,Sulfate | SCC / ISO 17025
7946 | Ferric Chloride Hexahydrate by ACS10/S3 - pg 322, 150 g | Assay,Ca, Cu, Mg, K, Na, & Zn ( by ICPMS, not validated),Calcium, Copper, Magnesium, Potassium, Sodium, and Zinc,Ferrous Iron,GENERAL DESCRIPTION,Insoluble Matter,Nitrate 1 (requires Sample Solution S),Phosphorus Compounds,Sample Solution S,Sulfate 1 (requires Sample Solution S) | SCC / ISO 17025
7947 | Ferric Citrate (no known monograph) | Low Level Arsenic (using ICPMS),Mercury (using ICPMS),Powder Fineness <811>,Residual Solvent - Ethanol | SCC / ISO 17025
7948 | Ferric Nitrate Nonahydrate by ACS10/S3 - pg 324, 150 g | Assay,Ca, Mg, K, Na (by ICPMS, not validated),Chloride,Insoluble Matter,Sulfate | SCC / ISO 17025
7949 | Ferric Oxide by NF31/S2 - pg 2016, 50 g | Acid-Insoluble Substances,Assay,Identification - Iron <191>,Limit of Arsenic,Limit of Lead,Mercury <261> IIa,Organic Colors and Lakes,Residual Solvents <467> (if required),Water-Soluble Substances | SCC / ISO 17025
7950 | Ferronyl Iron (no known monograph) | Acid-Insoluble Substances,Ammonia,Bulk Density <616>,Low Level Arsenic (using ICPMS),Mercury (using ICPMS),Powder Fineness <811> | SCC / ISO 17025
7951 | Ferrous Citrate by FCC8/S3 - pg 450, 25 g | Assay - Ferrous Iron Content,Chloride,DESCRIPTION,Ferric Iron,Identification - Citrate,Identification - Iron (Ferrous Salts),Lead,Lead (by ICPMS, not validated),Sulfate | SCC / ISO 17025
7952 | Ferrous Fumarate by EP7/S8 - pg 2009, 25 g | Arsenic (2.4.2, A),Assay [requires Loss on drying (2.2.32)],Cadmium (by ICPMS, not validated),Cd, Cr, Pb, Hg, Ni, Zn by ICPMS (not validated),CHARACTERS,Chromium (by ICPMS, not validated),EP Fumaric Acid CRS.,Ferric Ion,Identification A (2.2.27),Identification B ,Identification C - Iron (2.3.1, a),Lead (by ICPMS, not validated),Loss on Drying (2.2.32),Mercury (by ICPMS, not validated),Nickel (by ICPMS, not validated),Solution S,Sulfates (2.4.13),Zinc (by ICPMS, not validated) | SCC / ISO 17025
7953 | Ferrous Fumarate by FCC8/S3 - pg 451, 25 g | Assay (requires Loss on Drying),DESCRIPTION,Ferric Iron,Identification - Iron,Lead,Lead (by ICPMS, not validated),Loss on Drying,Melting Range or Temperature Determination,Mercury II,Sulfate | SCC / ISO 17025
7954 | Ferrous Fumarate by USP36/S2 - pg 3558, 30 g | Arsenic <211> I,Assay (requires Loss on Drying <731>),Identification A - Infrared Absorption,Identification B - Iron <191>,Lead (by ICPMS, not validated),Limit of Ferric Iron,Limit of Lead,Loss on Drying <731>,Mercury,Residual Solvents <467> (if required),Sulfate,USP Fumaric Acid RS. | SCC / ISO 17025
7955 | Ferrous Gluconate by USP36/S2 - pg 3562, 40 g | Arsenic <211> I,Assay (requires Loss on Drying <731>),Chloride <221>,Identification A - Thin-Layer Chromatography,Identification B - Ferrous Ion,Lead (by ICPMS, not validated),Lead and Mercury (by ICPMS, not validated),Limit of Ferric Iron,Limit of Lead,Loss on Drying <731>,Mercury (by ICPMS, not validated),Mercury <261>,Oxalic Acid,Reducing Sugars,Residual Solvents <467> (if required),Sulfate <221>,USP Potassium Gluconate RS. | SCC / ISO 17025
7956 | Ferrous Sulfate by USP36/S2 - pg 3566, 15 g | Arsenic <211> I,Assay,Identification A - Iron, Ferrous Salts <191> and Sulfate <191>,Lead,Lead (by ICPMS, not validated),Mercury,Residual Solvents <467> (if required) | SCC / ISO 17025
7957 | Ferrous Sulfate Heptahydrate by ACS10/S3 - pg 328, 30 g | Assay,Calcium, Copper, Magnesium, Manganese, Potassium, Sodium and Zinc (by ICPMS, not validated),Chloride,Ferric Iron,Insoluble Matter,Phosphate | SCC / ISO 17025
7958 | Fluconazole by USP36/S2 - pg 3592, 5 g | Assay (requires Loss on Drying <731>),Clarity and Color of Solution,Identification A - Infrared Absorption <197A>,Identification B - Ultraviolet Absorption <197U>,Iron <241>,Loss on Drying <731>,Organic Impurities, Procedure 1,Organic Impurities, Procedure 2 ,Organic Impurities, Procedure 3,Residual Solvents <467> (if required),Residue on Ignition <281>,USP Desacetyl Diltiazem Hydrochloride RS., USP Fluconazole RS., USP Fluconazole Related Compound A RS., USP Fluconazole Related Compound B RS., USP Fluconazole Related Compound C RS. | SCC / ISO 17025
7959 | Fluconazole by WCAS | Identification | SCC / ISO 17025
7960 | Fluocinolone Acetonide by EP7/S8 - pg 2041, 5 g | Assay [requires Loss on drying (2.2.32)],CHARACTERS - Appearance,CHARACTERS - Solubility, Polymorphism (5.9),EP Fluocinolone Acetonide CRS.,Identification A - Infrared Absorption Spectrophotometry (2.2.24),Identification B,Loss on Drying (2.2.32),Related Substances (2.2.29),Specific Optical Rotation (2.2.7) [requires Loss on Drying (2.2.32)] | SCC / ISO 17025
7961 | Fluorescein Sodium by USP36/S2 - pg 3620, 5 g | Acriflavine,Assay (Requires Water <921> I),Identification A,Identification B - Sodium <191>,Identification C,Residual Solvents <467> (if required),USP Diacetylfluorescein RS.,Water <921> I,Zinc | SCC / ISO 17025
7962 | Fluorides | 2.4.5 | SCC / ISO 17025
7963 | Fluorimetry | 2.2.21 | SCC / ISO 17025
7964 | Fluorometholone by USP36/S2 - pg 3626, 3 g | Assay,Identification A <197A>,Identification B <197U>,Identification C,Loss on Drying <731>,Residual Solvents <467> (if required),Residue on Ignition <281>,Specific Rotation <781S>,USP Fluorometholone RS | SCC / ISO 17025
7965 | Fluorouracil by USP36/S2 - pg 3629, 15 g | Assay (requires Loss on Drying <731>),Content of Fluorine,Heavy Metals <231> II,Identification A <197A>,Identification B <197U> (requires Loss on Drying <731>),Identification C,Loss on Drying <731>,Residual Solvents <467> (if required),Residue on Ignition <281>,USP Fluorouracil RS. | SCC / ISO 17025
7966 | Fluoxetine Hydrochloride by USP36/S2 - pg 3632, 15 g | Assay (Requires Water <921> I),Heavy Metals <231> II,Identification A <197A>,Identification B - Chloride <191>,Related Compounds,Residual Solvents <467> (if required),USP Fluoxetine Hydrochloride RS., USP Fluoxetine Related Compound A RS., USP Fluoxetine Related Compound B RS.,Water <921> I | SCC / ISO 17025
7967 | Flurbiprofen by USP36/S2 - pg 3648, 16 g | Assay (requires Loss on Drying <731>),Heavy Metals <231> II,Identification A <197A>,Identification B <197U>,Loss on Drying <731>,Melting Range <741>,Related Compounds,Residual Solvents <467> (if required),Residue on Ignition <281>,USP Flurbiprofen RS, USP Flurbiprofen Related Compound A RS | SCC / ISO 17025
7968 | Fluticasone Propionate by USP36/S2 - pg 3653, 2 g | Assay (requires Water <921> I + Limit of Acetone),Identification A - Infrared Absorption <197A>,Identification B,Limit of Acetone,Organic Impurities,Residual Solvents <467> (if required),Specific Rotation <781S> (requires Water <921> I + Limit of Acetone),USP Fluticasone Propionate RS., USP Fluticasone Propionate System Suitability Mixture RS., USP Fluticasone Propionate Resolution Mixture RS.,Water Determination <921> I | SCC / ISO 17025
7969 | Folic Acid Assay | <411> | SCC / ISO 17025
7970 | Folic Acid by USP36/S2 - pg 3666, 25 g | Assay (Requires Water <921> I),Identification A - Ultraviolet Absorption <197U>,Related Compounds,Residual Solvents <467> (if required),Residue on Ignition <281>,USP Folic Acid RS.,Water Determination <921> I | SCC / ISO 17025
7971 | Food Starch, Modified by FCC8/S3 - pg 462, 200 g | Crude Fat,DESCRIPTION,Identification - Copper Reduction,Identification - Iodine Stain,Identification - Microscopy,Lead,Lead (by ICPMS, not validated),Loss on Drying,Other Requirements,pH,Protein,Sulfur Dioxide | SCC / ISO 17025
7972 | Food Starch, Unmodified by FCC8/S3 - pg 465, 200 g | Crude Fat,DESCRIPTION,Identification A,Identification B,Identification C - Microscopy,Lead (by ICPMS, not validated),Lead II,Loss on Drying,pH of Dispersions,Protein,Sulfur Dioxide | SCC / ISO 17025
7973 | Forced degradation studies / stability indicating assay dev | R&D | SCC / ISO 17025
7974 | Foreign Esters in Essential Oils | 2.8.6 | SCC / ISO 17025
7975 | Foreign Matter | 2.8.2 | SCC / ISO 17025
7976 | Foreign Oils in Fatty Oils by TLC | 2.4.21 | SCC / ISO 17025
7977 | Formaldehyde Solution by ACS10/S3 - Supplement | Assay (Requires Titrable Acid),Titrable Acid | SCC / ISO 17025
7978 | Formaldehyde Solution by USP36/S2 - pg 3669, 100 mL | Acidity,Assay,Content of Methanol,Identification A,Identification B,Residual Solvents <467> (if required) | SCC / ISO 17025
7979 | Formic Acid 98% by ACS10/S3 - pg 334, 250 mL | Acetic Acid,Ammonium,Assay,Chloride,Color (APHA),Dilution Test,Heavy Metals,Iron,Residue after Evaporation,Sulfate,Sulfite | SCC / ISO 17025
7980 | Foscarnet Sodium Hexahydrate by EP7/S8 - pg 2069, 10 g | Appearance of Solution (2.2.1 & 2.2.2, II) (requires Solution S),Assay (2.2.20) [requires Loss on Drying (2.2.32)],Bacterial Endotoxins (2.6.14),CHARACTERS,EP Foscarnet Sodium Hexahydrate CRS., EP Foscarnet Impurity B CRS., EP Foscarnet Impurity Mixture (A & B) CRS., EP Foscarnet Impurity D CRS.,Heavy Metals,Identification A (2.2.24),Identification B - Sodium (2.3.1, a),Impurity D (2.2.28),Loss on Drying (2.2.32),pH (2.2.3) (requires Solution S),Phosphate and Phosphite (2.2.29),Related Substances (2.2.29),Solution S | SCC / ISO 17025
7981 | Free Formaldehyde, Method A | 2.4.18 A | SCC / ISO 17025
7982 | Free Formaldehyde, Method B | 2.4.18 B | SCC / ISO 17025
7983 | Freezing Point | 2.2.18 | SCC / ISO 17025
7984 | Fructose by FCC8/S3 - pg 468, 200 g | Assay - Angular Rotation,Chloride,DESCRIPTION,Glucose,Hydroxymethylfurfural,Identification A,Identification B - Infrared Absorption,Lead (by ICPMS, not validated),Lead I,Loss on Drying,Residue on Ignition (Sulfated Ash),Sulfate,USP Fructose RS. | SCC / ISO 17025
7985 | Fructose by USP36/S2 - pg 3681, 200 g | Acidity,Arsenic <211> II,Assay,Calcium and Magnesium (as Calcium),Chloride <221>,Color of Solution,Heavy Metals <231> I,Identification A <197A>,Limit of Hydroxymethylfurfural,Loss on Drying <731>,Residual Solvents <467> (if required),Residue on Ignition <281>,Sulfate <221>,USP Fructose RS. | SCC / ISO 17025
7986 | Fumed Silica by NF | see Silicon Dioxide, Colloidal | SCC / ISO 17025
7987 | Gabapentin by USP36/S2 - pg 3690, 25 g | Assay (Requires Water <921> I),Early-Eluting Impurities,Heavy Metals <231> II,Identification A <197A>,Identification B,Late-Eluting Impurities,pH <791>,Residual Solvents <467> (if required),Residue on Ignition <281>,USP Gabapentin RS., USP Gabapentin Related Compound A RS., USP Gabapentin Related Compound B RS., USP Gabapentin Related Compound D RS., USP Gabapentin Related Compound E RS.,Water Determination <921> I | SCC / ISO 17025
7988 | Galactose by EP7/S8 - pg 2083, 125 g | Acidity or Alkalinity (requires Solution S),Appearance of Solution (2.2.1 & 2.2.2, II) (requires Solution S),Barium (requires Solution S),CHARACTERS,EP Galactose CRS., EP Glucose CRS., EP Lactose CRS.,Identification A - Infrared Absorption Spectrophotometry (2.2.24),Identification B (2.2.27),Identification C,Lead (2.4.10),Microbial Contamination,Solution S,Specific Optical Rotation (2.2.7) [requires Water (2.5.12)],Sulfated Ash (requires Solution S),Water (2.5.12) | SCC / ISO 17025
7989 | Galactose by NF31/S2 - pg 2021, 125 g | Acidity,Appearance of Solution,Barium,Identification A <197A>,Identification B <201>,Limit of Lead,Microbial Enumeration Tests <61>,Residual Solvents <467> (if required),Residue on Ignition <281>,Specific Rotation <781S> (requires Water <921> I),Tests for Specified Microorganisms <62>,USP Dextrose RS., USP Galactose RS., USP Lactose Monohydrate RS.,Water Determination <921> I | SCC / ISO 17025
7990 | Ganciclovir by EP7/S8 - pg 2086, 10 g | Appearance of Solution (2.2.1 & 2.2.2,II),Assay [requires Water (2.5.12)],Bacterial Endotoxins (2.6.14),CHARACTERS,EP Ganciclovir CRS., EP Ganciclovir Impurity Mixture CRS.,Heavy Metals (2.4.8, F),Identification (2.2.24),Impurities,Related Substances (2.2.29),Sulfated Ash (2.4.14),Water (2.5.12) | SCC / ISO 17025
7991 | Ganciclovir by USP36/S2 - pg 3712, 5 g | Assay (requires Water),Heavy Metals <231> II,Identification A - Infrared Absorption <197A>,Identification B - Ultraviolet Absorption <197U>,Organic Impurities,Residual Solvents <467> (if required),Residue on Ignition <281>,USP Ganciclovir RS, USP Ganciclovir Related Compound A RS,Water Determination <921> I | SCC / ISO 17025
7992 | Gas Chromatography (GC/MS) | 2.2.28 | SCC / ISO 17025
7993 | Gelatin by FCC8/S3 - pg 478, 75 g | Ash (Total),Chromium,Chromium (by ICPMS, not validated),Cr, Pb (by ICPMS, not validated),DESCRIPTION,Identification A,Identification B,Lead (by ICPMS, not validated),Lead I,Loss on Drying,Microbial Limits,Pentachlorophenol,Protein - Nitrogen Determination,Sulfur Dioxide | SCC / ISO 17025
7994 | Gelatin by NF31 - pg 2023, 140 g **SEE SUPPLEMENT 2 ABOVE - S2 IS THE CURRENT VERSION*** | Arsenic <211> I,Content of Sulfur Dioxide,Heavy Metals <231>,Identification A,Identification B,Odor and Water-Insoluble Substances,Residual Solvents <467> (if required),Residue on Ignition <281> | SCC / ISO 17025
7995 | Gelatin by NF31/S2 - pg 5911, 140 g | Chromium,Gel Strength (Bloom Value),Identification A,Identification B,Identification C - For Non-Gelling Grades,Iron,Loss on Drying <731>,Microbial Enumeration Tests <61> and Tests for Specified Microorganisms <62>,Peroxides,pH,Residual Solvents <467> (if required),Sulfur Dioxide,Water Conductivity <645>,Zinc | SCC / ISO 17025
7996 | Gentamicin Sulfate by EP7/S8 - pg 4944, 25 g | Appearance of Solution (2.2.1 & 2.2.2, II) (requires Solution S),Assay (2.7.2),Bacterial Endotoxins (2.6.14),CHARACTERS,Composition (2.2.29),EP Gentamicin Sulfate CRS., EP Gentamicin for Peak Identification CRS., EP Sisomicin Sulfate CRS.,Identification A (2.2.27),Identification B,Identification C - Sulfates (2.3.1, a),Methanol (2.4.24, System B),pH (2.2.3) (requires Solution S),Related Substances (2.2.29),Solution S,Specific Optical Rotation (2.2.7) [requires Water (2.5.12)],Sulfate [requires Water (2.5.12)],Sulfated Ash (2.4.14),Water (2.5.12) | SCC / ISO 17025
7997 | Gentamicin Sulfate by USP36/S2- pg 5990, 20 g | Assay (requires Loss on Drying <731>),Content of Gentamicins,Identification A <197A>,Identification B - Sulfate <191>,Limit of Methanol ,Loss on Drying <731>,Other Requirements,pH <791>,Residual Solvents <467> (if required),Residue on Ignition <281>,Specific Rotation <781S> (requires Loss on Drying <731>),USP Gentamicin Sulfate RS., USP Endotoxin RS., USP Sisomicin Sulfate RS | SCC / ISO 17025
7998 | Gentian Violet by EP | use Methylrosanilinium Chloride | SCC / ISO 17025
7999 | Gentian Violet by USP36/S2 - pg 3728, 15 g | Alcohol-insoluble Substances,Arsenic <211> I,Assay (Requires Water <921> I),Identification A,Identification B,Identification C,Lead,Organic Impurities,Residual Solvents <467> (if required),Residue on Ignition <281>,Water Determination <921> I,Zinc,Zinc (by ICPMS, not validated) | SCC / ISO 17025
8000 | Ginger by USP36/S2 - Dietary Supplements - pg 1470, 50 g | Absence of Specified Microorganisms <2022>,Acid-Insoluble Ash <561>,Alcohol-Soluble Extractives <561> II,Botanic Characteristics,Content of Gingerols and Gingerdiones (requires Alcohol-Soluble Extractives <561> II),Content of Starch <561> I,Foreign Organic Matter <561>,Identification A,Identification B,Identification C - Thin-Layer Chromatographic Identification Test,Limit of Shogaols,Microbial Enumeration <2021>,Pesticide Residues <561>,Residual Solvents <467> (if required),Total Ash <561>,USP Capsaicin RS., USP Ginger Constituent Mixture RS., USP Powdered Ginger RS.,Volatile Oil Content <561>,Water Determination <921> Ia,Water-Soluble Ash <561>,Water-Soluble Extractives <561> II | SCC / ISO 17025
8001 | Ginger, Powdered by USP36/S2 - Dietary Supplements - pg 1472, 50 g | Absence of Specified Microorganisms <2022>,Acid-Insoluble Ash <561>,Alcohol-Soluble Extractives <561> II,Botanic Characteristics,Content of Gingerols and Gingerdiones (requires Alcohol-Soluble Extractives <561> II)),Content of Starch <561> I,Heavy Metals <231>,Identification A,Identification B (requires Water-Soluble Extractives <561> II),Identification C - Thin-Layer Chromatographic Identification Test,Limit of Shogaols,Microbial Enumeration <2021>,Pesticide Residues <561>,Residual Solvents <467> (if required),Total Ash <561>,USP Capsaicin RS., USP Ginger Constituent Mixture RS., USP Powdered Ginger RS.,Volatile Oil Content <561>,Water Determination <921> Ia,Water-Soluble Ash <561>,Water-Soluble Extractives <561> II | SCC / ISO 17025
8002 | Ginkgo by USP36/S2 - Dietary Supplements - pg 1476, 100 g | <201> Test for Flavanoids,<201> Test for Terpene Lactones,Absence of Specified Microorganisms <2022>,Botanic Characteristics,Content of Flavonol Glycosides (requires Preparation),Content of Terpene Lactones,Foreign Organic Matter <561>,Heavy Metals <231> III,Loss on Drying <731>,Microbial Enumeration <2021>,Pesticide Residues <561>,Preparation for Content of Flavonol Glycosides (extraction),Residual Solvents <467> (if required),Thin-Layer Chromatographic Identification Test <201> (see below),Total Ash <561>,USP Chlorogenic Acid RS., USP Ginkgo Terpene Lactones RS., USP Isorhamnetin RS., USP Kaempferol RS., USP Quercetin RS., USP Rutin RS. | SCC / ISO 17025
8003 | Ginseng, Asian by USP36/S2 - Dietary Supplements - pg 1325, 500 g | Acid-Insoluble Ash <561>,Alcohol-Soluble Extractives <561> II,Botanic Characteristics,Content of Ginsenosides Rb1 and Rg1 (requires Loss on Drying <731>),Foreign Organic Matter <561>,Heavy Metals <231> III,Identification A - Thin-Layer Chromatographic Identification Test,Identification B,Loss on Drying <731>,Microbial Enumeration <2021>,Microbiological Procedures for Absence of Specified Microorganisms <2022> ,Pesticide Residues <561>,Residual Solvents <467> (if required),Total Ash <561>,USP Powdered Asian Ginseng Extract RS. | SCC / ISO 17025
8004 | Ginseng, Powdered Asian by USP36/S2 - Dietary Supplements - pg 1326, 500 g | Acid-Insoluble Ash <561>,Alcohol-Soluble Extractives <561> II,Botanic Characteristics,Content of Ginsenosides Rb1 and Rg1 (requires Loss on Drying <731>),Foreign Organic Matter <561>,Heavy Metals <231> III,Identification A - Thin-Layer Chromatographic Identification Test,Identification B,Loss on Drying <731>,Microbial Enumeration <2021>,Microbiological Procedures for Absence of Specified Microorganisms <2022> ,Pesticide Residues <561>,Residual Solvents <467> (if required),Total Ash <561>,USP Asian Ginseng Extract RS. | SCC / ISO 17025
8005 | Glacial Acetic Acid by USP/EP/JP/FCC/ACS | See Acetic Acid, Glacial | SCC / ISO 17025
8006 | Glass and Plastic Container Testing for Pharmaceuticals | Testing | SCC / ISO 17025
8007 | Glucono delta-lactone by USP | use Gluconolactone | SCC / ISO 17025
8008 | Gluconolactone by USP36/S2 - pg 3742, 30 g ***SEE ERRATA*** | Assay,Heavy Metals <231>,Identification A,Lead <251>,Reducing Substances,Residual Solvents <467> (if required) | SCC / ISO 17025
8009 | Glucosamine Hydrochloride by USP36/S2 - pg 1486, 10 g | Arsenic <211> II,Assay (requires Loss on Drying <731>),Heavy Metals <231> II,Identification A - Infrared Absorption <197A>,Identification B - Chloride <191>,Identification C,Loss on Drying <731>,pH <791>,Residual Solvents <467> (if required),Residue on Ignition <281>,Specific Rotation <781S> (requires Loss on Drying <731>),Sulfate <221>,USP Glucosamine Hydrochloride RS. | SCC / ISO 17025
8010 | Glucosamine Sulfate Potassium Chloride by USP36/S2 - Dietary Supplements - pgs 1488, 10 g | Arsenic <211> II,Assay (requires Loss on Drying <731>),Content of Sulfate,Heavy Metals <231> II,Identification A - Infrared Absorption <197A>,Identification B - Chloride <191> & Potassium <191>,Identification C,Identification D,Loss on Drying <731>,pH <791>,Residual Solvents <467> (if required),Residue on Ignition <281>,Sodium,Specific Rotation <781S> (requires Loss on Drying <731>),USP Glucosamine Hydrochloride RS. | SCC / ISO 17025
8011 | Glucose by JP16/S1 - pg 888, 100 g | Assay,DESCRIPTION,Identification,Loss on Drying <2.41>,Purity (1) Clarity and Color of Solution,Purity (2) Acidity,Purity (3) Chloride <1.03>,Purity (4) Sulfate <1.14>,Purity (5) Heavy Metals <1.07> 2,Purity (6) Arsenic <1.11>,Purity (7) Dextrin,Purity (8) Soluble Starch and Sulfite,Residue on Ignition <2.44> | SCC / ISO 17025
8012 | Glucose Syrup by FCC8/S3 - pg 494, 250 g | Assay - Reducing Sugars Assay,DESCRIPTION,Identification,Lead (by ICPMS, not validated),Lead I,Residue on Ignition (Sulfated Ash),Soluble Starch,Sulfur Dioxide,Total Solids | SCC / ISO 17025
8013 | Glucose, Anhydrous by BP2013 - pg 1035, 100 g | Acidity or Alkalinity,Appearance of Solution (2.2.1 & 2.2.2 II) (requires Solution S),Arsenic (2.4.2, A),Barium (requires Solution S),Calcium (2.4.3) (requires Solution S),CHARACTERS - Appearance,CHARACTERS - Solubility,Chlorides (2.4.4) (requires Solution S),EP Glucose CRS., EP Fructose CRS., EP Lactose CRS., EP Sucrose CRS.,Foreign Sugars, Soluble Starch, Dextrins,Identification A [requires Water (2.5.12)],Identification B - Thin-Layer Chromatography (2.2.27),Identification C,Lead (2.4.10),Lead (by ICP-MS, not validated),Pyrogens (2.6.8),Solution S,Specific Optical Rotation (2.2.7) [requires Water (2.5.12)],Sulfated Ash (2.4.14),Sulfates (2.4.13) (requires Solution S),Sulfites (2.2.25),Water (2.5.12) | SCC / ISO 17025
8014 | Glucose, Anhydrous by EP7/S8- pg 2102, 100 g | Acidity or Alkalinity,Appearance of Solution (2.2.1 & 2.2.2 II) (requires Solution S),Arsenic (2.4.2, A),Barium (requires Solution S),Calcium (2.4.3) (requires Solution S),CHARACTERS - Appearance,CHARACTERS - Solubility,Chlorides (2.4.4) (requires Solution S),EP Glucose CRS., EP Fructose CRS., EP Lactose CRS., EP Sucrose CRS.,Foreign Sugars, Soluble Starch, Dextrins,Identification A [requires Water (2.5.12)],Identification B - Thin-Layer Chromatography (2.2.27),Identification C,Lead (2.4.10),Lead (by ICP-MS, not validated),Pyrogens (2.6.8),Solution S,Specific Optical Rotation (2.2.7) [requires Water (2.5.12)],Sulfated Ash (2.4.14),Sulfates (2.4.13) (requires Solution S),Sulfites (2.2.25),Water (2.5.12) | SCC / ISO 17025
8015 | Glucose, Liquid by NF31/S2 - pg 2026, 50 g | Acidity,Assay for Reducing Sugars (Dextrose Equivalent),Heavy Metals <231>,Identification A,Residual Solvents <467> (if required),Residue on Ignition <281>,Starch,Sulfite,USP Dextrose RS.,Water Determination <921> Ia | SCC / ISO 17025
8016 | Glutamic Acid by EP7/S8 - pg 2105, 25 g | Ammonium (2.4.1, B),Appearance of Solution (2.2.1 & 2.2.2 II) (requires Solution S),Assay [requires Loss on drying (2.2.32)],CHARACTERS,Chlorides (2.4.4),EP Glutamic Acid CRS.,Heavy Metals (2.4.8, D),Identification A [requires Loss on Drying (2.2.32)],Identification B (2.2.24),Identification C,Identification D (requires Solution S),Iron (2.4.9),Loss on Drying (2.2.32),Ninhydrin-Positive Substances (2.2.27),Solution S,Specific Optical Rotation (2.2.7) [requires Solution S & Loss on Drying (2.2.32)],Sulfated Ash (2.4.14),Sulfates (2.4.13) (requires Solution S) | SCC / ISO 17025
8017 | Glutamine by USP36/S2 - pg 3743, 25 g | Assay (requires Loss on Drying <731>),Chloride <221>,Heavy Metals <231> I,Identification A - Infrared Absorption <197A>,Iron <241>,Loss on Drying <731>,Related Compounds,Residual Solvents <467> (if required),Residue on Ignition <281>,Specific Rotation <781S> (requires Loss on Drying <731>),Sulfate <221>,USP Glutamine RS. | SCC / ISO 17025
8018 | Glutaral Concentrate (50.0 g/100 g) by USP36/S2 - pg 3743, 150 mL | Acidity,Assay,Clarity of Solution,Heavy Metals <231>,Identification A - Melting Range <741>,pH <791>,Residual Solvents <467> (if required),Specific Gravity <841> | SCC / ISO 17025
8019 | Glycerin by FCC8/S3 - pg 499, 400 g | Assay,Chlorinated Compounds (as Cl),Color,DESCRIPTION,Fatty Acids and Esters,Identification A - Infrared Absorption,Identification B,Lead (by ICPMS, not validated),Lead I,Readily Carbonizable Substances,Residue on Ignition,Specific Gravity,USP Glycerin RS.,Water I | SCC / ISO 17025
8020 | Glycerin by JP16/S1 - pg 892, 400 g | Assay,Identification <2.25>,Purity (1) Color,Purity (10) Fatty acids and esters,Purity (11) Diethylene glycol and related substances,Purity (12) Readily carbonizable substances,Purity (2) Acidity or Alkalinity,Purity (3) Chloride <1.03>,Purity (4) Sulfate <1.14>,Purity (5) Ammonium,Purity (6) Heavy Metals <1.07> 1,Purity (7) Calcium,Purity (8) Arsenic <1.11> 1,Purity (9) Acrolein, glucose and other reducing substances,Refractive Index <2.45>,Residue on Ignition <2.44>,Specific Gravity <2.56>,Water <2.48> | SCC / ISO 17025
8021 | Glycerin by USP36/S2 - pg 3749, 500 g | Assay (requires Water Determination <921> I),Chloride <221>,Color,Fatty Acids and Esters,Heavy Metals <231>,Identification A - Infrared Absorption <197F>,Identification B - Limit of Diethylene Glycol and Ethylene Glycol,Identification C,Limit of Chlorinated Compounds,Related Compounds,Residual Solvents <467> (if required),Residue on Ignition <281>,Specific Gravity <841>,Sulfate <221>,USP Diethylene Glycol RS., USP Ethylene Glycol RS., USP Glycerin RS.,Water Determination <921> I | SCC / ISO 17025
8022 | Glycerol by ACS10/S3 - pg 338, 225 g | Acrolein and Glucose,Assay (requires Water),Chlorinated Compounds,Color APHA,Fatty Acid Esters,Heavy Metals,Neutrality,Residue After Ignition ,Substances Darkened by Sulfuric Acid,Sulfate ,Water | SCC / ISO 17025
8023 | Glycerol by EP7/S8 - pg 2108, 300 mL | Acidity or Alkalinity (requires Solution S),Aldehydes (2.2.25) (requires Solution S),Appearance of Solution (2.2.1 & 2.2.2, II) (requires Solution S),Assay [requires Water (2.5.12)],CHARACTERS,Chlorides (2.4.4) (requires Solution S),Esters,Halogenated Compounds (requires Solution S),Heavy Metals (2.4.8, A) (requires Solution S),Identification A,Identification B (2.2.24),Identification C,Identification D,Impurity A and Related Substances (2.2.28) (requires Solution S),Ph. Eur. Reference Spectrum of Glycerol (85 Per Cent),Refractive Index (2.2.6),Solution S,Sugars (requires Solution S),Sulfated Ash (2.4.14),Water (2.5.12) | SCC / ISO 17025
8024 | Glycerol by USP/FCC | See Glycerin | SCC / ISO 17025
8025 | Glycerol Mono-Oleate by EP7/S8 - pg 2115, 250 mL | Acid Value (2.5.1),Assay (2.2.30),CHARACTERS,Composition of Fatty Acids (2.4.22, C),Free Glycerol,Identification A,Identification B (2.2.27),Identification C,Iodine Value (2.5.4, A),Peroxide Value (2.5.5, A) ,Saponification Value (2.5.6),Total Ash (2.4.16),Water (2.5.12) | SCC / ISO 17025
8026 | Glyceryl Monostearate by NF31/S2 - pg 2032, 30 g | Acid Value <401>,Assay for Monoglycerides,Heavy Metals <231> II,Hydroxyl Value <401>,Iodine Value <401>,Limit of Free Glycerin,Melting Range or Temperature <741> I,Residual Solvents <467> (if required),Residue on Ignition <281>,Saponification Value <401> | SCC / ISO 17025
8027 | Glycine by EP7/S8 - pg 2118, 20 g | Appearance of Solution (2.2.1 & 2.2.2, II) (requires Solution S),Assay [requires Loss on drying (2.2.32)],CHARACTERS,Chlorides (2.4.4),EP Glycine CRS.,Heavy Metals (2.4.8, A) (requires Solution S),Identification A (2.2.24),Identification B,Identification C,Loss on Drying (2.2.32),Ninhydrin-Positive Substances (2.2.27),pH (2.2.3) (requires Solution S),Solution S,Sulfated Ash (2.4.14) | SCC / ISO 17025
8028 | Glycine by JP16/S1 - pg 895, 20 g | Assay,DESCRIPTION,Identification <2.25>,Loss on Drying <2.41>,pH <2.54>,Purity (1) Clarity and Color of Solution,Purity (2) Chloride <1.03>,Purity (3) Sulfate <1.14>,Purity (4) Ammonium <1.02>,Purity (5) Heavy Metals <1.07> I,Purity (6) Arsenic <1.11> I,Purity (7) Related Substances <2.03>,Residue on Ignition <2.44> | SCC / ISO 17025
8029 | Glycine by USP36/S2 - pg 3751, 50 g | Assay (requires Loss on Drying <731>),Chloride <221>,Heavy Metals <231> I,Hydrolyzable Substances,Identification A - Infrared Absorption <197A>,Loss on Drying <731>,Residual Solvents <467> (if required),Residue on Ignition <281>,Sulfate <221>,USP Glycine RS. | SCC / ISO 17025
8030 | Glycopyrrolate by USP36 - pg 3752, 5 g | Assay (Requires Loss on Drying <731>,Identification A - Infrared Absorption <197A>,Identification B ,Identification C - Bromide <191>,Limit of Erythro Isomer,Loss on Drying <731>,Organic Impurities,Residual Solvents <467> (if required),Residue on Ignition <281>,USP Glycopyrrolate RS, USP Glycopyrrolate Related Compound A RS, USP Glycopyrrolate Related Compound B RS, USP Glycopyrrolate Related Compound C RS, USP Glycopyrrolate Erythro Isomer RS | SCC / ISO 17025
8031 | Gramicidin by USP36/S2 - pg 3770, 5 g | Assay <81> (requires Loss on Drying <731>),Crystallinity <695>,Identification <197U>,Loss on Drying <731>,Melting Temperature <741> Ia,Residual Solvents <467> (if required),Residue on Ignition <281>,USP Gramicidin RS. | SCC / ISO 17025
8032 | Ground Limestone by USP36/S2 - pg 1516, 30 g | Acid-Insoluble Substances,Arsenic <211> I,Assay,Heavy Metals <231>,Identification A - Calcium <191>,Identification B (requires Acid-insoluble Substances),Lead <251>,Limit of Fluoride,Limit of Magnesium and Alkali Salts,Loss on Drying <731>,Residual Solvents <467> (if required),USP Sodium Fluoride RS | SCC / ISO 17025
8033 | Guaifenesin by USP36/S2 - pg 3779, 10 g | Assay (requires Chromatographic Purity and Loss on Drying <731>),Chromatographic Purity,Heavy Metals <231> I,Identification A <197A>,Identification B <197U>,Identification C,Loss on Drying <731>,Melting Range <741>,Residual Solvents <467> (if required),USP Guaifenesin RS., USP Guaiacol RS. | SCC / ISO 17025
8034 | Guar Gum by FCC8/S3 - pg 516, 50 g | Acid-Insoluble Matter,Ash (Total),DESCRIPTION,Galactomannans,Identification A,Identification B,Lead,Lead (by ICPMS, not validated),Loss on Drying,Protein - Nitrogen Determination I,Starch | SCC / ISO 17025
8035 | Guar Gum by NF31/S2 - pg 2035, 50 g | Acid-Insoluble Matter,Arsenic <211> II,Assay - Content of Galactomannans (requires Loss on Drying <731>, Total Ash <561>, Acid-Insoluble Matter, and Protein),Heavy Metals <231> II,Identification A,Identification B,Lead <251>,Loss on Drying <731>,Protein,Residual Solvents <467> (if required),Starch,Total Ash <561> | SCC / ISO 17025
8036 | Gum Arabic by FCC8/S3 - pg 516, 50 g | Arsenic,Ash (Acid-Insoluble),Ash (Total),DESCRIPTION,Identification,Insoluble Matter,Lead,Loss on Drying,Preparation for Loss on Drying,Starch or Dextrin,Tannin-Bearing Gums | SCC / ISO 17025
8037 | Gum Ghatti by FCC8/S3 - pg 517, 50 g | Arsenic,Ash (Acid-Insoluble),Ash (Total),DESCRIPTION,Identification,Insoluble Matter,Lead,Loss on Drying,Preparation for Loss on Drying,Viscosity Determination | SCC / ISO 17025
8038 | Gypsum by NF/FCC | See Calcium Sulfate | SCC / ISO 17025
8039 | Haloperidol by USP36 - pg 3795, 5 g | Assay (requires Loss on Drying <731>),Identification A <197A>,Identification B <197U>,Limit of Haloperidol Related Compound A,Loss on Drying <731>,Melting Range <741>,Residual Solvents <467> (if required),Residue on Ignition <281>,USP Haloperidol RS., USP Haloperidol Related Compound A RS. | SCC / ISO 17025
8040 | Heavy Metals in Herbal Drugs and Fatty Oils | 2.4.27 | SCC / ISO 17025
8041 | Heavy Metals, Method A | 2.4.8 A | SCC / ISO 17025
8042 | Heavy Metals, Method B | 2.4.8 B | SCC / ISO 17025
8043 | Heavy Metals, Method C | 2.4.8 C | SCC / ISO 17025
8044 | Heavy Metals, Method D | 2.4.8 D | SCC / ISO 17025
8045 | Heavy Metals, Method E | 2.4.8 E | SCC / ISO 17025
8046 | Heavy Metals, Method F | 2.4.8 F | SCC / ISO 17025
8047 | Heavy Metals, Method G | 2.4.8 G | SCC / ISO 17025
8048 | Heavy Metals, Method H | 2.4.8 H | SCC / ISO 17025
8049 | Helium by USP36/S2 - pg 3800, small cylinder under pressure | Air,Assay,Carbon Monoxide,Identification,Odor | SCC / ISO 17025
8050 | Heparin Calcium by USP34/S1 - pg 3033, 10 g | Anti-factor XA Activity,Assay,Bacterial Endotoxins <85>,Heavy Metals <231> II,Identification A - 1H NMR Spectrum <761>,Identification B - Calcium <191>,Loss on Drying <731>,Nitrogen Content <461> I,pH <791>,Protein,Residual Solvents <467> (if required),Residue on Ignition <281>,Sterility <71>,USP Endotoxin RS, Heparin Sodium for Assays RS, Heparin Sodium Identification RS, Oversulfated Chondroitin Sulfate RS | SCC / ISO 17025
8051 | Heparin Sodium by BP2013 - pg 1081, ~10 g (depending on labeled potency) | Appearance of Solution (2.2.1 & 2.2.2, II),Assay (2.7.5) [requires Loss on Drying (2.2.32)],Bacterial Endotoxins (2.6.14),CHARACTERS - Appearance,CHARACTERS - Solubility,EP Heparin Sodium for NMR Identification CRS., EP Heparin for Physico-Chemical Analysis CRS., EP Dermatan Sulfate and Over-Sulfated Chondroitin Sulfate CRS.,Heavy Metals (2.4.8, F),Identification A,Identification B - Nuclear Magnetic Resonance Spectometry (2.2.33),Identification C - Liquid Chromatography (2.2.29),Identification D [requires Loss on Drying (2.2.32)],Loss on Drying (2.2.32),Nitrogen (2.5.9) [requires Loss on Drying (2.2.32)],Nucleotidic Impurities (2.2.25),pH (2.2.3),Protein (2.2.25) [requires Loss on Drying (2.2.32)],Related Substances (2.2.29),Sodium (2.2.23, I) [requires Loss on Drying (2.2.32)] | SCC / ISO 17025
8052 | Heparin Sodium by EP7/S8 - pg 5474, ~10 g (depending on labeled potency) | Appearance of Solution (2.2.1 & 2.2.2, II),Assay (2.7.5) [requires Loss on Drying (2.2.32)],Bacterial Endotoxins (2.6.14),CHARACTERS - Appearance,CHARACTERS - Solubility,EP Heparin Sodium for NMR Identification CRS., EP Heparin for Physico-Chemical Analysis CRS., EP Dermatan Sulfate and Over-Sulfated Chondroitin Sulfate CRS.,Heavy Metals (2.4.8, F),Identification A,Identification B - Nuclear Magnetic Resonance Spectometry (2.2.33),Identification C - Liquid Chromatography (2.2.29),Identification D [requires Loss on Drying (2.2.32)],Loss on Drying (2.2.32),Nitrogen (2.5.9) [requires Loss on Drying (2.2.32)],Nucleotidic Impurities (2.2.25),pH (2.2.3),Protein (2.2.25) [requires Loss on Drying (2.2.32)],Related Substances (2.2.29),Sodium (2.2.23, I) [requires Loss on Drying (2.2.32)] | SCC / ISO 17025
8053 | Heparin Sodium by USP36/S2 - pg 3801 , 10 g | Absence of Oversulfated Chondroitin Sulfate - A,Absence of Oversulfated Chondroitin Sulfate - B,Appearance,Assay - Anti-Factor IIa Potency,Bacterial Endotoxins Test <85>,Heavy Metals <231> II,Identification A - 1H NMR Spectrum <761> (may require further testing for impurities),Identification B - Chromatographic Identity <621>,Identification C - Anti-Factor Xa to Anti-Factor IIa Ratio,Identification D - Sodium <191> (Flame Test),Limit of Galactosamine in Total Hexosamine,Loss on Drying <731>,Nitrogen Content <461> I (requires Loss on Drying),Nucleotidic Impurities <1057> I,pH <791>,Protein Impurities,Residual Solvents <467> (if required),Residue on Ignition <281>,Sterility Tests <71>,USP Oversulfated Chondroitin Sulfate RS., USP Dermatan Sulfate RS. USP Endotoxin RS., USP Galactosamine Hydrochloride RS. USP Glucosamine Hydrochloride RS., USP Heparin Sodium for Assays RS., USP Heparin Sodium Identification RS. | SCC / ISO 17025
8054 | Hexanes by ACS10/S3 - pg 343, 3 L | Assay,Color (APHA),Extraction-Concentration Suitability ,Liquid Chromatography Suitability ,Residue after Evaporation ,Sulfur Compounds,Thiophene,Ultraviolet Spectrophotometry ,Water-Soluble Titrable Acid | SCC / ISO 17025
8055 | Hexosamines in Polysaccharide Vaccines | 2.5.20 | SCC / ISO 17025
8056 | High Fructose Corn Syrup by USP | See Corn Syrup, High Fructose | SCC / ISO 17025
8057 | Histidine by EP7/S8 - pg 2159, 25 g | Ammonium (2.4.1, B),Appearance of Solution (2.2.1 & 2.2.2, II) (requires Solution S),Assay (2.2.20) [requires Loss on Drying (2.2.32)],CHARACTERS,Chlorides (2.4.4) (requires Solution S),EP Histidine CRS., EP Proline CRS.,Heavy Metals (2.4.8, A),Identification A [requires Loss on Drying (2.2.32)],Identification B (2.2.24),Identification C,Identification D,Iron (2.4.9),Loss on Drying (2.2.32),Ninhydrin-Positive Substances (2.2.27),Solution S,Specific Optical Rotation (2.2.7) [requires Loss on Drying (2.2.32)],Sulfated Ash (2.4.14),Sulfates (2.4.13) (requires Solution S) | SCC / ISO 17025
8058 | Histidine by USP36/S2 - pg 3811, 25 g | Assay (requires Loss on Drying <731>),Chloride <221>,Heavy Metals <231> I,Identification A - Infrared Absorption <197A>,Iron <241>,Loss on Drying <731>,pH <791>,Related Compounds,Residual Solvents <467> (if required),Residue on Ignition <281>,Specific Rotation <781S> (requires Loss on Drying <731>),Sulfate <221>,USP L-Histidine RS., USP L-Proline RS. | SCC / ISO 17025
8059 | Histidine Hydrochloride Monohydrate by EP7/S8 - pg 2160, 20 g | Ammonium (2.4.1. B),Appearance of Solution (2.2.1 & 2.2.2, II) (requires Solution S),Assay (2.2.20) [requires Loss on Drying (2.2.32)],CHARACTERS,EP Histidine Hydrochloride Monohydrate CRS.,Heavy Metals (2.4.8, A),Identification A [requires Loss on Drying (2.2.32)],Identification B,Identification C - Infrared Absorption (2.2.24),Identification D,Identification E,Identification F - Chlorides (2.3.1, a),Iron (2.4.9),Loss on Drying (2.2.32),Ninhydrin-Positive Substances (2.2.27),pH (2.2.3) (requires Solution S),Solution S,Specific Optical Rotation (2.2.7) [requires Loss on Drying (2.2.32)],Sulfated Ash (2.4.14),Sulfates (2.4.13) (requires Solution S) | SCC / ISO 17025
8060 | Homosalate by USP36/S2 - pg 3816, 10 g | Assay,Identification A - Infrared Absorption <197A>,Refractive Index <831>,Residual Solvents <467> (if required),Specific Gravity <841>,USP Homosalate RS. | SCC / ISO 17025
8061 | HyAluminumronidase Injection by USP36/S2 - pg 3816, depends on concentration | Assay,Bacterial Endotoxins <85>,Limit of Tyrosine,Other Requirements <1>,pH <791>,Residual Solvents <467> (if required),USP HyAluminumronidase RS., USP Tyrosine RS., USP Endotoxin RS. | SCC / ISO 17025
8062 | Hydralazine Hydrochloride by USP36/S2 - pg 3818, 25 g | Assay (Loss on Drying <731>),Chromatographic Purity,Heavy Metals <231> II,Identification A <197A>,Identification B <197U> (requires Loss on Drying <731>),Identification C - Chloride <191>,Limit of Hydrazine,Loss on Drying <731>,pH <791>,Residual Solvents <467> (if required),Residue on Ignition <281>,USP Hydralazine Hydrochloride RS.,Water-Insoluble Substances | SCC / ISO 17025
8063 | Hydrochloric Acid by ACS10/S3 - pg 351, 1250 mL | Ammonium,Arsenic,Assay,Bromide,Color (APHA),Extractable Organic Substances,Free Chlorine,GENERAL DESCRIPTION,Heavy Metals I,Iron I,Residue after Ignition,Sulfate,Sulfite | SCC / ISO 17025
8064 | Hydrochloric Acid by JP16/S1 - pg 925, 150 mL | Assay <2.50>,DESCRIPTION,Identification (1),Identification (2) Chloride <1.09>,Mercury (by ICP-MS, not validated),Purity (1) Sulfate <1.14>,Purity (2) Sulfite,Purity (3) Bromide or Iodide,Purity (4) Bromine or Chlorine,Purity (5) Heavy Metals <1.07>,Purity (6) Arsenic <1.11> 1,Purity (7) Mercury <2.23>,Residue on Ignition <2.44> | SCC / ISO 17025
8065 | Hydrochloric Acid by NF31/S2 - pg 2037, 100 mL | Assay,Bromide or Iodide,Free Bromine or Chlorine,Heavy Metals <231>,Identification A - Chloride <191>,Residual Solvents <467> (if required),Residue on Ignition <281>,Sulfate,Sulfite (requires Sulfate) | SCC / ISO 17025
8066 | Hydrochloric Acid, 6N Volumetric Solution, BAR by JT Baker Method, 750 mL | Ammonium (NH4),Appearance,Heavy Metals (as Pb) MODIFIED,Iron (Fe),Normality,Sulfate (SO4) | SCC / ISO 17025
8067 | Hydrochloric Acid, Concentrated by EP7/S8 - pg 2192, 300 mL | Appearance of Solution (2.2.1 & 2.2.2, II),Assay,CHARACTERS,Free Chlorine,Heavy Metals (2.4.8, A) (requires Residue on Evaporation),Identification A (2.2.4),Identification B - Chlorides (2.3.1),Identification C,Residue on Evaporation,Sulfates (2.4.13) | SCC / ISO 17025
8068 | Hydrochloric Acid, Dilute by EP7/S8 - pg 2192, 500 mL | Appearance (2.2.1 & 2.2.2, II),Assay,Free Chlorine,Heavy Metals (2.4.8 A) (requires Residue on Evaporation),Identification A (2.2.4),Identification B (2.3.1),Identification C,Residue on Evaporation,Sulfates (2.4.13) | SCC / ISO 17025
8069 | Hydrochloric Acid, Diluted by NF31/S2 - pg 2037, 250 mL | Assay,Free Bromine or Chlorine,Heavy Metals <231>,Identification - Chloride <191>,Residual Solvents <467> (if required),Residue on Ignition <281>,Sulfate,Sulfite (requires Sulfate) | SCC / ISO 17025
8070 | Hydrocodone Bitartrate by USP36/S2 - pg 3825, 5 g | Assay,Chloride,Identification A - Infrared Absorption <197A>,Identification B <197U>,Loss on Drying <731>,pH <791>,Residual Solvents <467> (if required),Residue on Ignition <281>,Specific Rotation <781S>,USP Dihydrocodone Bitartrate RS., USP Hydrocodone Bitartrate RS., USP Hydrocodone Bitartrate Related Compound A RS. | SCC / ISO 17025
8071 | Hydrocortisone Acetate by USP36/S2 - pg 3836, 10 g | Assay (requires Loss on Drying),Identification A - Infrared Absorption <197A>,Identification B - Ultraviolet Absorption <197U> (requires Loss on Drying),Loss on Drying <731>,Organic Impurities,Residual Solvents <467> (if required),Residue on Ignition <281>,Specific Rotation <781S> (requires Loss on Drying),USP Hydrocortisone Acetate RS. | SCC / ISO 17025
8072 | Hydrocortisone Acetate Cream by USP36/S2 - pg 3837, 10 g | Assay,Identification A - Thin-Layer Chromatographic Identification Test <201>,Microbial Enumeration Tests <61> and Tests for Specified Microorganisms <62>,Minimum fill <755>,Residual Solvents <467> (if required),USP Hydrocortisone Acetate RS. | SCC / ISO 17025
8073 | Hydrocortisone by USP36/S2- pg 3830, 5 g | Assay (requires Loss on Drying <731>),Identification A - Infrared Absorption <197A>,Identification B - Ultraviolet Absorption <197U> (requires Loss on Drying <731>),Loss on Drying <731>,Organic Impurities,Residual Solvents <467> (if required),Residue on Ignition <281>,Specific Rotation <781S> (requires Loss on Drying <731>),USP Hydrocortisone RS. | SCC / ISO 17025
8074 | Hydrofluoric Acid by ACS10/S3 - pg 356, 80 mL for the two tests we can do. | Arsenic (requires Sample Solution A),Assay,Chloride,Copper and Iron (ICPMS not validated),Fluosilicic Acid,Heavy Metals (requires Sample Solution A),Phosphate (requires Sample Solution A),Residue After Ignition ,Sample Solution A,Sulfate and Sulfite (requires Sample Solution A) | SCC / ISO 17025
8075 | Hydrogen Peroxide by FCC8/S3 - pg 553, 250 mL | Acidity (as H2SO4),Assay,DESCRIPTION,Identification,Iron,Lead,Lead (by ICPMS, not validated),Phosphate,Residue on Evaporation,Tin | SCC / ISO 17025
8076 | Hydrogen Peroxide Concentrate by USP36/S2 - pg 3848, 500 mL | Acidity,Assay,Chloride <221>,Heavy Metals <231>,Identification,Limit of Nonvolatile Residue,Limit of Preservative,Residual Solvents <467> (if required) | SCC / ISO 17025
8077 | Hydrogenated Castor Oil by NF | See Castor Oil, Hydrogenated | SCC / ISO 17025
8078 | Hydromorphone Hydrochloride by USP36/S2 - pg 3849, 15 g | Acidity,Assay,Identification A - Infrared Absorption <197A>,Identification B - Ultraviolet Absorption <197U> (requires Loss on Drying <731>),Identification C - Chloride <191>,Loss on Drying <731>,Organic Impurities - Procedure 1,Organic Impurities - Procedure 2,Residual Solvents <467> (if required),Residue on Ignition <281>,Specific Rotation <781S> (requires Loss on Drying <731>),Sulfate,USP Hydromorphone Hydrochloride RS., USP Hydromorphone Related Compound A RS. | SCC / ISO 17025
8079 | Hydromorphone Hydrochloride Injection by USP36/S2 - pg 3851, see tests for volume needed | Assay,Bacterial Endotoxins <85>,Identification,Other Requirements <1>,pH <791>,Residual Solvents <467> (if required),USP Endotoxin RS., USP Hydromorphone Hydrochloride RS. | SCC / ISO 17025
8080 | Hydroquinone by USP36/S2 - pg 3854, 5 g | Assay,Identification A <197A>,Identification B,Identification C,Melting Range <741>,Residual Solvents <467> (if required),Residue on Ignition <281>,USP Hydroquinone RS.,Water <921> I | SCC / ISO 17025
8081 | Hydroxy Naphthol Blue by ACS10/S3 - pg 366, 2 g | GENERAL DESCRIPTION,Suitability for Calcium Determination | SCC / ISO 17025
8082 | Hydroxyethyl Cellulose by NF31/S2 - pg 2038, 35 g ***SEE ERRATA*** | Heavy Metals <231> II,Identification A,Identification B,Identification C,Lead <251>,Loss on Drying <731>,pH <791>,Residual Solvents <467> (if required),Residue on Ignition <281>,Viscosity - Capillary Viscometer Methods <911> and Rotational Rheometer Methods <912> | SCC / ISO 17025
8083 | Hydroxyethylcellulose by EP7/S8 - pg 2208, 50 g | 2-Chloroethanol (2.2.28),Apparent Viscosity (2.2.10),CHARACTERS,Chlorides (2.4.4) (requires Solution S),Ethylene Oxide (2.2.28),Glyoxal,Heavy Metals (2.4.8, C),Identification A (requires Solution S),Identification B (requires Solution S),Identification C,Identification D,Loss on Drying (2.2.32),Nitrates,pH (2.2.3) (requires Solution S,Solution S,Sulfated Ash (2.4.14) | SCC / ISO 17025
8084 | Hydroxyl Value, Method A | 2.5.3 A | SCC / ISO 17025
8085 | Hydroxyl Value, Method B | 2.5.3 B | SCC / ISO 17025
8086 | Hydroxyprogesterone Caproate by USP36/S2 - pg 3859, 1 g | Assay (Requires Water <921> I),Free n-Caproic Acid,Identification - Infrared Absorption <197A>,Melting Range <741>,Ordinary Impurities <466>,Residual Solvents <467> (if required),Specific Rotation <781S>,USP Hydroxyprogesterone Caproate RS.,Water <921> I | SCC / ISO 17025
8087 | Hydroxypropyl Betadex by NF31/S2 - pg 2038, 15 g | Assay - Molar Substitution,Bacterial Endotoxins Test <85>,Clarity of Solution,Conductivity (requires Loss on Drying <731>),Heavy Metals <231> I,Identification A - Infrared Absorption <197A>,Identification B,Limit of Betadex, Propylene Glycol, and Other Related Substances (requires Loss on Drying <731>),Limit of Propylene Oxide,Loss on Drying <731>,Microbial Enumeration Tests <61> and Tests for Specified Microorganisms <62>,Residual Solvents <467> (if required),Sterility Tests <71>,USP Beta Cyclodextrin RS., USP Endotoxin RS., USP Hydroxypropyl Betadex RS., USP Propylene Glycol RS. | SCC / ISO 17025
8088 | Hydroxypropyl Cellulose by FCC8/S3 - pg 1679, 100 g | Assay - Hydroxypropoxyl Groups,DESCRIPTION,Identification A,Identification B,Lead,Loss on Drying,pH,Residue on Ignition (Sulfated Ash),Viscosity of a 10% Solution (requires Loss on Drying) | SCC / ISO 17025
8089 | Hydroxypropyl Cellulose by NF31/S2 - pg 2041, 35 g | Assay - Hydroxypropoxy Groups,Heavy Metals <231> II,Identification - Infrared Absorption <197A>,Lead <251>,Loss on Drying <731>,pH <791>,Residual Solvents <467> (if required),Residue on Ignition <281>,Rotational Rheometer Methods <912> (requires Loss on Drying <731>),USP Hydroxypropyl Cellulose RS. | SCC / ISO 17025
8090 | Hydroxypropyl Cellulose, Low-Substituted by NF31/S2 - pg 2043, 25 g | Assay,Chloride <221>,Heavy Metals <231> II,Identification A,Identification B,Identification C,Loss on Drying <731>,Residual Solvents <467> (if required),Residue on Ignition <281> | SCC / ISO 17025
8091 | Hydroxypropyl Methylcellulose Acetate Succinate by Shin-Etsu Chemical Co Ltd monograph | Acetyl Content,Arsenic <211> II,Free Succinic Acid,Heavy Metals <231> II,Identification A,Identification B,Identification C,Identification D,Identification E,Loss on Drying <731>,Methoxy and Hydroxypropoxy Contents,Particle Size,Residue on Ignition <281>,Viscosity | SCC / ISO 17025
8092 | Hydroxypropyl Methylcellulose by EP | See Hypromellose | SCC / ISO 17025
8093 | Hydroxypropyl Methylcellulose by FCC8/S3 - pg 561, 20 g | Assay,DESCRIPTION,Identification A,Identification B,Identification C,Lead,Loss on Drying,Residue on Ignition (Sulfated Ash),Viscosity (requires Loss on Drying) | SCC / ISO 17025
8094 | Hydroxypropyl Methylcellulose by USP | See Hypromellose | SCC / ISO 17025
8095 | Hydroxypropylbetadex by EP7/S8 - pg 5716, 15 g | Appearance of Solution (2.2.1 & 2.2.2, II),Assay (2.2.33),Bacterial Endotoxins (2.6.14),CHARACTERS - Appearance,CHARACTERS - Solubility,Conductivity (2.2.38) (requires Solution S),EP Hydroxypropylbetadex CRS., EP Betadex CRS., EP Propylene Glycol CRS.,Heavy Metals (2.4.8, A) (requires Solution S),Identification A (2.2.24),Identification B,Impurity B (2.2.28),Loss on Drying (2.2.32),Microbial Contamination (2.6.12 & 2.6.13),Related Substances (2.2.29),Solution S | SCC / ISO 17025
8096 | Hydroxypropylcellulose by EP7/S8 - pg 2211, 50 g | Apparent Viscosity (2.2.10),Appearance of Solution (2.2.1 & 2.2.2, II),CHARACTERS,Chlorides (2.4.4) (requires Solution S),Heavy Metals (2.4.8 C),Identification A (requires Solution S),Identification B (requires Solution S),Identification C,Identification D,Identification E (requires Solution S),Identification F,Loss on Drying (2.2.32),pH (2.2.3) (requires Solution S),Silica,Solution S,Sulfated Ash (2.4.14) | SCC / ISO 17025
8097 | Hydroxyurea by USP36/S2 - pg 3861, 15 g | Assay (requires Loss on Drying <731>),Heavy Metals <231>,Identification <197A>,Loss on Drying <731>,Residual Solvents <467> (if required),Residue on Ignition <281>,Urea and Related Compounds,USP Hydroxyurea RS. | SCC / ISO 17025
8098 | Hydroxyzine Hydrochloride by USP36/S2 - pg 3862, 10 g | Assay (requires Loss on Drying <731>),Chromatographic Purity,Heavy Metals <231> II,Identification A <197A>,Identification B <197U>,Identification C,Loss on Drying <731>,Residual Solvents <467> (if required),Residue on Ignition <281>,USP Hydroxyzine Hydrochloride RS., USP Hydroxyzine Related Compound A RS. | SCC / ISO 17025
8099 | Hyoscyamine Sulfate by USP36/S2 - pg 3868, 15 g | Assay (requires Water <921> Ia),Chromatographic Purity,Identification A <197A>,Identification B,Identification C - Sulfate <191>,Residual Solvents <467> (if required),Residue on Ignition <281>,Specific Rotation <781S> (requires Water <921> Ia),USP Hyoscyamine Sulfate RS., USP Hyoscyamine Related Compound A RS.,Water <921> Ia | SCC / ISO 17025
8100 | Hypromellose Acetate Succinate by NF31/S1 - pg 2045 | Content of Methoxy and 2-Hydroxypropoxy Groups | SCC / ISO 17025
8101 | Hypromellose by EP7/S8 - pg 2219, 50 g | Apparent Viscosity (2.2.10) [requires Loss on Drying (2.2.32)],Appearance of Solution (2.2.1 & 2.2.2 II) (requires Solution S),CHARACTERS,Degree of Substitution (2.2.28),FUNCTIONALITY-RELATED CHARACTERISTICS,Heavy Metals (2.4.8, F),Identification A ,Identification B ,Identification C (requires Identification B),Identification D (requires Identification B),Identification E (requires Identification B),Loss on Drying (2.2.32),Molecular Mass Distribution (2.2.30),Particle-Size Distribution (2.9.31),pH (2.2.3),Powder Flow (2.9.36),Solution S,Sulfated Ash (2.4.14) | SCC / ISO 17025
8102 | Hypromellose by USP36/S2 - pg 5993, 35 g | Assay,Heavy Metals <231> III,Identification A,Identification B,Identification C,Identification D,Identification E,Loss on Drying <731>,Need to know SubstitutionType for Assay - 1828, 2208, 2906, or 2910; need to know Labelled Viscosity Value in mPa.s,pH <791> (requires Loss on Drying <731>),Residual Solvents <467> (if required),Residue on Ignition <281>,Viscosity - Capillary Viscometer Methods <911> and Rotational Rheometer Methods <912> (requires Loss on Drying <731>) | SCC / ISO 17025
8103 | Ibuprofen by USP36/S2 - pg 3875, 50 g | Assay (Requires Water <921> I),Chromatographic Purity,Heavy Metals <231> II,Identification A <197A>,Identification B <197U> (requires Water <921> I),Identification C,Limit of Ibuprofen Related Compound C,Residual Solvents <467> (if required),Residue on Ignition <281>,USP Ibuprofen RS., USP Ibuprofen Related Compound C RS.,Water <921> I | SCC / ISO 17025
8104 | ICH Q2R1 Analytical Method Validation |  | ISO 17025
8105 | ID to Quantitate | Identify and quantitate, Water <921> Ia, INSTRUMENTAL DETERMINATION OF OPALESCENCE,Method II | SCC / ISO 17025
8106 | Identification - Organic Nitrogenous Bases,Sample Preparation for Identification | <181> | SCC / ISO 17025
8107 | Identification - Tetracyclines, Method I or II | <193> | SCC / ISO 17025
8108 | Identification and Control of Residual Solvents | 2.4.24 | SCC / ISO 17025
8109 | Identification of Articles of Botanical Origin | <563> | SCC / ISO 17025
8110 | Identification of Fatty Oils by TLC | 2.3.2 | SCC / ISO 17025
8111 | Identification of Phenothizines by TLC | 2.3.3 | SCC / ISO 17025
8112 | Ifosfamide by USP36/S2 - pg 3883, 20 g ***SEE ERRATA*** | Assay,Chloroform-Insoluble Phosphorus,Heavy Metals <231> I ,Identification A <197A>,Identification B,Ionic Chloride,Limit of 2-Chloroethylamine Hydrochloride,Other Requirements,pH <791>,Residual Solvents <467> (if required),USP Endotoxin RS., USP Ifosfamide RS.,Water <921> I | SCC / ISO 17025
8113 | Imidazole by ACS10/S3 - pg 366, 60 g | Assay,Iron,Iron (ICPMS, not validated),pH of a 5% Solution at 25.0 C,Residue after Ignition,Water 1 | SCC / ISO 17025
8114 | Imidurea by NF31/S2 - pg 2049, 20 g | Color and Clarity of Solution,Heavy Metals <231> II,Identification A - Infrared Absorption <197A>,Loss on Drying <731>,Nitrogen Content (requires Loss on Drying <731>),pH <791>,Residual Solvents <467> (if required),Residue on Ignition <281>,USP Imidurea RS. | SCC / ISO 17025
8115 | Indian Gum by FCC | see Gum Ghatti | SCC / ISO 17025
8116 | Inductively Coupled Plasma-Atomic Emission Spectrometry (Modified) | 2.2.57 | SCC / ISO 17025
8117 | Inositol by FCC8/S3 - pg 565, 100 g | Assay,Calcium,Chloride,DESCRIPTION,Identification A,Identification B - Melting Range or Temperature Determination (requires Assay),Lead,Loss on Drying,Melting Range or Temperature Determination,Residue on Ignition (Sulfated Ash),Sulfate | SCC / ISO 17025
8118 | Inositol by NF31/S2 - pg 2049, 50 g ***SEE ERRATA IN BOOK*** | Assay,Barium,Clarity of Solution,Color of Solution,Conductivity,Identification A <197A>,Identification B,Lead by ICPMS (not validated),Limit of Lead,Organic Impurities,Residual Solvents <467> (if required),USP Inositol RS, USP Mannitol RS,Water <921> I | SCC / ISO 17025
8119 | Instrumental Methods, Nephelometry, Ratio Turbidimetry, Turbidimetry, Visual Method ,Clarity and Degree of Opalescence of Liquids | 2.2.1 | SCC / ISO 17025
8120 | Insulin by USP36/S2 - pg 6635, 5 g | Assay (requires Loss on Drying <731>),Bacterial Endotoxins <85>,Bioidentity,Identification A,Identification B,Limit of High Molecular Weight Proteins,Loss on Drying <731>,Microbial Enumeration Tests <61> and Tests for Specified Microorganisms <62>,Related Compounds,Residual Solvents <467> (if required),USP Endotoxin RS., USP Insulin RS., USP Insulin (Beef) RS., USP Insulin (Pork) RS.,Zinc (by ICPMS, not validated),Zinc Content <591> (requires Loss on Drying <731>) | SCC / ISO 17025
8121 | Insulin Human by USP36/S2 - pg 3913, 5 g | Assay (requires Loss on Drying <731>),Bacterial Endotoxins <85>,Bioidentity,Identification A,Identification B,Limit of High Molecular Weight Proteins,Loss on Drying <731>,Microbial Enumeration Tests <61> and Tests for Specified Microorganisms <62>,Other Requirements,Related Compounds,Residual Solvents <467> (if required),USP Endotoxin RS., USP Insulin Human RS.,Zinc (by ICPMS, not validated),Zinc Content <591> (requires Loss on Drying <731>) | SCC / ISO 17025
8122 | Iodine by ACS10/S3 - pg 370, 25 g | Assay,Chlorine and Bromine,GENERAL DESCRIPTION,Nonvolatile Matter | SCC / ISO 17025
8123 | Iodine by USP36/S2 - pg 3925, 15 g | Assay,Identification A,Identification B,Limit of Chloride or Bromide,Limit of Nonvolatile Residue,Residual Solvents <467> (if required) | SCC / ISO 17025
8124 | Iodine Value | 2.5.4 A | SCC / ISO 17025
8125 | Iodine Value | 2.5.4 B | SCC / ISO 17025
8126 | Iodometric Assay - Antibiotics | <425> | SCC / ISO 17025
8127 | Ion Chromatography | <1065> | SCC / ISO 17025
8128 | Ipratropium Bromide by EP7/S8 - pg 2277, 10 g | Appearance of Solution (2.2.1 & 2.2.2, II) (requires Solution S),Assay,CHARACTERS,EP Ipratropium Bromide CRS., EP Methylatropine Bromide CRS., EP Ipratropium Impurity A CRS., EP Ipratropium Impurity B CRS.,Identification A (2.2.24),Identification B,Identification C (requires Solution S),Identification D,Identification E (2.3.1, a),Impurity A,pH (2.2.3),Related Substances (2.2.29),Solution S,Sulfated Ash (2.4.14),Water (2.5.12) | SCC / ISO 17025
8129 | Irbesartan by USP36/S2 - pg 3967, 10 g | Assay,Heavy Metals <231> II,Identification A <197A>,Identification B (requires Assay),Limit of Azide,Related Compounds,Residual Solvents <467> (if required),Water <921> I | SCC / ISO 17025
8130 | Iron | <241> | SCC / ISO 17025
8131 | Iron | 2.4.9 | SCC / ISO 17025
8132 | Isoelectric Focusing | 2.2.54 | SCC / ISO 17025
8133 | Isoleucine by EP7/S8 - pg 5721, 25 g | Appearance of Solution (2.2.1 & 2.2.2, II),Assay [requires Loss on drying (2.2.32)],CHARACTERS - Appearance,CHARACTERS - Solubility,Chlorides (2.4.4),EP Isoleucine CRS., EP Valine CRS.,Heavy Metals (2.4.8, H),Identification A [requires Loss on Drying (2.2.32)],Identification B (2.2.24),Identification C (2.2.27),Iron (2.4.9),Loss on Drying (2.2.32),Ninhydrin-Positive Substances (2.2.56) 1,Specific Optical Rotation (2.2.7) [requires Loss on Drying (2.2.32)],Sulfated Ash (2.4.14),Sulfates (2.4.13) | SCC / ISO 17025
8134 | Isoleucine by USP36/S2 - pg 3985, 25 g | Assay (requires Loss on Drying <731>),Chloride <221>,Heavy Metals <231> I,Identification A - Infrared Absorption <197A>,Iron <241>,Loss on Drying <731>,pH <791>,Related Compounds,Residual Solvents <467> (if required),Residue on Ignition <281>,Specific Rotation <781S> (requires Loss on Drying <731>),Sulfate <221>,USP L-Isoleucine RS., USP L-Valine RS. | SCC / ISO 17025
8135 | Isomalt by EP7/S8 - pg 2284, 275 g | Assay [requires Water (2.5.12)],CHARACTERS,Conductivity (2.2.38),EP Isomalt CRS., EP Sorbitol CRS., EP Mannitol CRS.,Identification A ,Identification B (2.2.27),Identification C,Lead (2.4.10),Lead and Nickel (by ICPMS, not validated),Nickel (2.4.15),Reducing Sugars,Related Substances (2.2.29),Water (2.5.12) | SCC / ISO 17025
8136 | Isomalt by NF31/S2 - pg 2052, 75 g | Assay,Conductivity,Heavy Metals <231> I,Identification A - Thin-Layer Chromatography <201>,Identification B,Limit of Nickel (requires Water <921> I),Nickel by ICPMS (not validated),Organic Impurities,Reducing Sugars (requires Water <921> I),Residual Solvents <467> (if required),USP Isomalt RS., USP Mannitol RS., USP Sorbitol RS.,Water Determination <921> I | SCC / ISO 17025
8137 | Isopropyl Alcohol 70% by USP | See Isopropyl Rubbing Alcohol (70%) | SCC / ISO 17025
8138 | Isopropyl Alcohol by ACS10/S3 - pg 376, 500 mL | Assay (requires Water),Carbonyl Compounds,Color APHA,Residue after Evaporation ,Solubility in Water,Titrable Acid or Base,Ultraviolet Spectrophotometry,Water I | SCC / ISO 17025
8139 | Isopropyl Alcohol by USP36/S2 - pg 6638, 500 mL | Acidity,Assay (requires USP 2-Propanol System Suitability RS.),Identification A - Infrared Absorption <197F>,Identification B (requires USP 2-Propanol System Suitability RS.),Limit of Nonvolatile Residue,Limit of Volatile Impurities (requires USP 2-Propanol System Suitability RS.),Refractive Index <831>,Residual Solvents <467> (if required),Specific Gravity <841>,USP 2-Propanol RS., USP 2-Propanol System Suitability RS.,Water Determination <921> I | SCC / ISO 17025
8140 | Isopropyl Ether by ACS10/S3 - pg 378, 500 mL | Assay,Color APHA,Peroxide,Residue after Evaporation ,Titrable Acid | SCC / ISO 17025
8141 | Isopropyl Myristate by NF31/S2 - pg 2054, 15 g | Acid Value <401>,Assay,Identification A,Iodine Value <401>,Refractive Index <831>,Residual Solvents <467> (if required),Residue on Ignition <281>,Saponification Value <401>,Specific Gravity <841>,USP Isopropyl Myristate RS., USP Isopropyl Palmitate RS. | SCC / ISO 17025
8142 | Isopropyl Palmitate by NF31/S2 - pg 2054, 15 g | Acid Value <401>,Assay,Identification A,Iodine Value <401>,Refractive Index <831>,Residual Solvents <467> (if required),Residue on Ignition <281>,Saponification Value <401>,Specific Gravity <841>,USP Isopropyl Myristate RS., USP Isopropyl Palmitate RS. | SCC / ISO 17025
8143 | Isopropyl Rubbing Alcohol by USP36/S2 - pg 3992, 500 mL | Acidity,Assay,Limit of Nonvolatile Residue,Residual Solvents <467> (if required),Specific Gravity <841> | SCC / ISO 17025
8144 | Isotretinoin by USP36/S2 - pg 4012, 15 g | Assay (requires Loss on Drying <731>),Heavy Metals <231> II,Identification A <197A>,Identification B <197U>,Limit of Tretinoin,Loss on Drying <731>,Residual Solvents <467> (if required),Residue on Ignition <281>,USP Isotretinoin RS., USP Tretinoin RS. | SCC / ISO 17025
8145 | Isoxsuprine Hydrochloride by USP36/S2 - pg 4015, 10 g | Assay (requires Loss on Drying <731>)),Heavy Metals <231> II,Identification A <197A>,Identification B <197U>,Identification C,Identification D,Loss on Drying <731>,pH <791>,Related Compounds,Residual Solvents <467> (if required),Residue on Ignition <281>,USP Isoxsuprine Hydrochloride RS. | SCC / ISO 17025
8146 | Itraconazole by BP2013 - pg 1222, 10 g | Appearance of Solution (2.2.1 & 2.2.2, II) (requires Solution S),Assay [requires Loss on drying (2.2.32)],CHARACTERS - Appearance,CHARACTERS - Solubility,EP Itraconazole CRS., EP Itraconazole for System Suitability CRS.,Identification - Infrared Absorption Spectrophotometry (2.2.24),Loss on Drying (2.2.32),Related Substances - Liquid Chromatography (2.2.29),Solution S,Sulfated Ash (2.4.14) | SCC / ISO 17025
8147 | Itraconazole by EP7/S8 - pg 2297, 10 g | Appearance of Solution (2.2.1 & 2.2.2, II) (requires Solution S),Assay [requires Loss on drying (2.2.32)],CHARACTERS - Appearance,CHARACTERS - Solubility,EP Itraconazole CRS., EP Itraconazole for System Suitability CRS.,Identification - Infrared Absorption Spectrophotometry (2.2.24),Loss on Drying (2.2.32),Related Substances - Liquid Chromatography (2.2.29),Solution S,Sulfated Ash (2.4.14) | SCC / ISO 17025
8148 | Ivermectin by EP7/S8 - pg 4990, 10 g | Appearance of Solution (2.2.1 & 2.2.2, II),Assay (2.2.29),CHARACTERS,EP Ivermectin CRS.,Ethanol and Formamide (2.2.28),Heavy Metals (2.4.8 C),Identification A (2.2.24),Identification B,Related Substances (2.2.29),Specific Optical Rotation (2.2.7),Sulfated Ash (2.4.14),Water (2.5.12) | SCC / ISO 17025
8149 | Kanamycin Injection by USP36/S2 - pg 4033 , see tests | Assay,Bacterial Endotoxins <85>,Identification A,Identification B,Other Requirements <1>,Particulate Matter <788>,pH <791>,Residual Solvents <467> (if required),Sterility <71>,USP Amikacin RS., USP Endotoxin RS., USP Kanamycin Sulfate RS. | SCC / ISO 17025
8150 | Kanamycin Sulfate by USP36/S2 - pg 6003, 2 g | Assay (requires Loss on Drying <731>),Bacterial Endotoxins Test <85>,Crystallinity <695>,Identification A - Infrared Absorption <197A>,Identification B - Sulfate <191>,Identification C,Loss on Drying <731>,Organic Impurities,pH <791>,Residual Solvents <467> (if required),Residue on Ignition <281>,Sterility Tests <71> - Membrane Filtration,USP Amikacin RS., USP Endotoxin RS., USP Kanamycin Sulfate RS. | SCC / ISO 17025
8151 | Kaolin by USP36/S2 - pg 4034, 20 g | Acid-Soluble Substances,Carbonate,Identification A - Aluminum <191>,Iron,Lead <251>,Loss on Ignition <733>,Microbial Enumeration Tests <61> and Tests for Specified Microorganisms <62>,Residual Solvents <467> (if required) | SCC / ISO 17025
8152 | Kelp by FCC8/S3 - pg 612, 25 g | Arsenic,Arsenic (by ICPMS, not validated),As, Pb (by ICPMS, not validated),Ash (Total),DESCRIPTION,Iodine Content,Lead,Lead (by ICPMS, not validated),Loss on Drying | SCC / ISO 17025
8153 | Ketamine Hydrochloride by USP36/S2 - pg 4034, 20 g | Assay,Clarity and Color of Solution,Heavy Metals <231> I,Identification A - Infrared Absorption <197A>,Identification B,pH <791>,Related Compounds,Residual Solvents <467> (if required),Residue on Ignition <281>,USP Ketamine Hydrochloride RS., Ketamine Related Compound A RS. | SCC / ISO 17025
8154 | Ketoconazole by USP36/S2 - pg 4036, 25 g | Assay (requires Loss on Drying <731>),Chromatographic Purity,Heavy Metals <231> II,Identification <197A>,Loss on Drying <731>,Melting Range <741>,Residual Solvents <467> (if required),Residue on Ignition <281>,Specific Rotation <781S> (requires Loss on Drying <731>),USP Ketoconazole RS. | SCC / ISO 17025
8155 | Ketoprofen by USP36/S1 - pg 4038, 15 g | Assay (requires Loss on Drying <731>),Heavy Metals <231> II,Identification A <197A>,Identification B <197U> (requires Loss on Drying <731>),Loss on Drying <731>,Melting Range or Temperature <741> I,Organic Impurities,Residual Solvents <467> (if required),Residue on Ignition <281>,Specific Rotation <781S> (requires Loss on Drying <731>),USP Ketoprofen RS, USP Ketoprofen Related Compound D RS. | SCC / ISO 17025
8156 | Ketorolac Tromethamine by USP36/S1 - pg 4040, 25 g | Assay (requires Loss on Drying <731>),Heavy Metals <231> II,Identification A <197A>,Identification B <197U>,Identification C,Loss on Drying <731>,Organic Impurities,pH <791>,Residual Solvents <467> (if required),Residue on Ignition <281>,USP Ketorolac Tromethamine RS. | SCC / ISO 17025
8157 | Lactated Ringer's Injection by USP36/S2 - pg 5055, 1 L ***SEE ERRATA*** | Assay for Calcium,Assay for Chloride,Assay for Lactate,Assay for Potassium,Assay for Sodium,Bacterial Endotoxins <85>,Calcium, Potassium, and Sodium (by ICPMS, not validated),Heavy Metals <231>,Identification A - Sodium <191>, Potassium <191>, Calcium <191>, & Chloride <191>,Identification B,Other Requirements <1>,pH <791>,Residual Solvents <467> (if required),USP Sodium Lactate RS., USP Endotoxin RS. | SCC / ISO 17025
8158 | Lactic Acid by EP7/S8 - pg 2328, 50 mL | Appearance of the Substance (2.2.2, II),Assay,Bacterial Endotoxins (2.4.14),Calcium (2.4.3) (requires Solution S),CHARACTERS,Citric, Oxalic, and Phosphoric Acids (requires Solution S),Ether-insoluble Substances,Heavy Metals (2.4.8) (requires Solution S),Identification A (2.2.4),Identification B (2.2.5),Identification C - Lactates (2.3.1),Methanol (2.4.24),Solution S,Sugars and other Reducing Substances (requires Solution S),Sulfated Ash (2.4.14),Sulfates (2.4.13) (requires Solution S) | SCC / ISO 17025
8159 | Lactic Acid by FCC8/S3 - pg 620, 60 g | Assay,Chloride,Citric, Oxalic, Phosphoric, or Tartaric Acid,Cyanide,DESCRIPTION,Identification - Lactate,Iron,Lead (by ICPMS, not validated),Lead I,Residue on Ignition,Sugars,Sulfate | SCC / ISO 17025
8160 | Lactic Acid by USP36/S2 - pg 4048, 150 mL | Angular Rotation <781A>,Assay,Chloride,Heavy Metals <231> II,Identification A - Lactate <191>,Limit of Citric, Oxalic, Phosphoric, or Tartaric Acid,Readily Carbonizable Substances,Residual Solvents <467> (if required),Residue on Ignition <281>,Sugars,Sulfate | SCC / ISO 17025
8161 | Lactobionic Acid by NF31/S2 - pg 2060, 20 g | Appearance of Solution,Assay (requires Water Determination <921> Ia),Heavy Metals <231>,Identification A - Infrared Absorption <197A>,Identification B - Thin-Layer Chromatography <621>,Reducing Sugars,Residual Solvents <467> (if required),Specific Rotation <781S> (requires Water Determination <921> Ia),Total Ash <561>,USP Lactobionic Acid RS.,Water Determination <921> Ia | SCC / ISO 17025
8162 | Lactose by BP2013 - pg 1291, 75 g + 100 g (if Density needed) | Absorbance (2.2.25),Acidity or Alkalinity,Appearance of Solution (2.2.1 & 2.2.2, II),Bulk and Tapped Density (2.9.34),CHARACTERS - Appearance,CHARACTERS - Solubility,EP Fructose CRS., EP Glucose CRS., EP Lactose CRS., EP Sucrose CRS.,FUNCTIONALITY-RELATED CHARACTERISTICS,Heavy Metals (2.4.8, A),Identification A - Infrared Absorption Spectrophotometry (2.2.24),Identification B - Thin-Layer Chromatography (2.2.27),Identification C,Identification D - Water,Microbial Contamination,Partical-Size Distribution (2.9.31),Partical-Size Distribution (2.9.38),Specific Optical Rotation (2.2.27) [requires Water (2.5.12)],Sulphated Ash (2.4.14),Water (2.5.12) | SCC / ISO 17025
8163 | Lactose Hydrate by JP16/S1 - pg 1019 (*Harmonized with EP/USP) | DESCRIPTION,Identification <2.25>*,Loss on Drying <2.41>,Microbial Limit <4.05>,Optical Rotation <2.49>* (requires water),Purity (1) Clarity and Color of Solution*,Purity (2) Acidity or Alkalinity*,Purity (3) Heavy Metals <1.07> 1,Purity (4) Proteins and light absorbing substances*,Residue on Ignition <2.44>*,Water <2.48>* | SCC / ISO 17025
8164 | Lactose Monohydrate by EP7/S8 - pg 2333, 75 g + 100 g (if Density needed) | Absorbance (2.2.25),Acidity or Alkalinity,Appearance of Solution (2.2.1 & 2.2.2, II),Bulk and Tapped Density (2.9.34),CHARACTERS - Appearance,CHARACTERS - Solubility,EP Fructose CRS., EP Glucose CRS., EP Lactose CRS., EP Sucrose CRS.,FUNCTIONALITY-RELATED CHARACTERISTICS,Heavy Metals (2.4.8, A),Identification A - Infrared Absorption Spectrophotometry (2.2.24),Identification B - Thin-Layer Chromatography (2.2.27),Identification C,Identification D - Water,Microbial Contamination,Partical-Size Distribution (2.9.31),Partical-Size Distribution (2.9.38),Specific Optical Rotation (2.2.27) [requires Water (2.5.12)],Sulphated Ash (2.4.14),Water (2.5.12) | SCC / ISO 17025
8165 | Lactose Monohydrate by NF31/S2 - pg 2063, 75 g | Acidity or Alkalinity,Clarity and Color of Solution,Heavy Metals <231>,Identification A - Infrared Absorption <197A>,Identification B - Thin-Layer Chromatographic Identification Test <201>,Loss on Drying <731>,Microbial Enumeration Tests <61> and Tests for Specified Microorganisms <62>,Protein and Light-Absorbing Impurities <851>,Residual Solvents <467> (if required),Residue on Ignition <281>,Specific Rotation <781S> (requires Water Determination <921> I),USP Dextrose RS., USP Fructose RS., USP Lactose Monohydrate RS., USP Sucrose RS.,Water Determination <921> I | SCC / ISO 17025
8166 | Lactose, Anhydrous by NF31/S2 - pg 2061, 75 g | Acidity or Alkalinity,Clarity and Color of Solution,Content of Alpha and Beta Anomers,Heavy Metals <231> II,Identification A - Infrared Absorption <197A>,Identification B - Thin-Layer Chromatographic Identification Test <201>,Loss on Drying <731>,Microbial Enumeration Tests <61> and Tests for Specified Microorganisms <62>,Protein and Light-Absorbing Impurities <851>,Residual Solvents <467> (if required),Residue on Ignition <281>,Specific Rotation <781S> (requires Water <921> I),USP Anhydrous Lactose RS., USP Sucrose RS., USP Fructose RS., USP Dextrose RS.,Water Determination <921> I | SCC / ISO 17025
8167 | L-Alanine by USP | See Alanine | SCC / ISO 17025
8168 | Lanolin by USP36/S2 - pg 4060, 150 g | Acid Value (Free Fatty Acids) <401>,Alkalinity,Ammonia,Chloride <221>,Foreign Substances,Iodine Value <401>,Melting Range or Temperature <741> II,Petrolatum,Residual Solvents <467> (if required),Residue on Ignition <281>,USP Lanolin RS.,Water Determination <921> I,Water-Soluble Acids and Alkalies,Water-Soluble Oxidizable Substances | SCC / ISO 17025
8169 | Lanolin, Modified by USP36/S2 - pg 4063, 150 g | Acid Value (Free Fatty Acids) <401>,Alkalinity,Ammonia,Foreign Substances,Limit of Free Lanolin Alcohols,Petrolatum,Residual Solvents <467> (if required),USP Lanolin Alcohols RS.,USP Lanolin RS.,Water Determination <921> I,Water-Soluble Acids and Alkalies | SCC / ISO 17025
8170 | L-Arginine by USP | see Arginine | SCC / ISO 17025
8171 | L-Arginine Hydrochloride by JP16/S1 - pg 394, 25 g | Assay <2.50>,DESCRIPTION,Identification (1) Infrared Spectrophotometry <2.25>,Identification (2) Chloride <1.09>,Loss on Drying <2.41>,Optical Rotation <2.49>,pH <2.54>,Purity (1) Clarity and Color of Solution,Purity (2) Sulfate <1.14>,Purity (3) Ammonium <1.02>,Purity (4) Heavy Metals <1.07> I,Purity (5) Arsenic <1.11> I,Purity (6) Related Substances <2.03>,Residue on Ignition <2.44> | SCC / ISO 17025
8172 | L-Asparagine by FCC8/S3 - pg 83, 75 g | Assay,DESCRIPTION,Identification - Infrared Spectra,Lead,Loss on Drying,Optical (Specific) Rotation,Residue on Ignition (Sulfated Ash) | SCC / ISO 17025
8173 | L-Asparagine by USP36/S2 - Reagent Specifications - pg 1145, 35 g | Chloride,DESCRIPTION,Heavy Metals,Nitrogen Content <461> II,Residual Solvents <467> (if required),Residue on Ignition,Specific Rotation <781>,Sulfate I | SCC / ISO 17025
8174 | L-Aspartic Acid by FCC8/S3 - pg 88, 75 g | Assay (requires Loss on Drying),DESCRIPTION,Identification - Infrared Absorption,Lead,Loss on Drying,Optical (Specific) Rotation,Residue on Ignition (Sulfated Ash),USP Aspartic Acid RS. | SCC / ISO 17025
8175 | Lauroyl Macrogolglycerides by EP7/S8 - pg 2344, 50 g | Acid Value (2.5.1),Alkaline Impurities,CHARACTERS,Composition of Fatty Acids (2.4.22, A),Drop Point (2.2.17),Ethylene Oxide and Dioxan (2.4.25),Free Glycerol,Heavy Metals (2.4.8, C),Hydroxyl Value (2.5.3, A),Identification A (2.2.27),Identification B - Hydroxyl Value,Identification C - Saponification Value,Identification D - Fatty Acid Composition,Peroxide Value (2.5.5, A),Saponification Value (2.5.6),Total Ash (2.4.16),Water (2.5.12) | SCC / ISO 17025
8176 | L-Cysteine Hydrochloride Monohydrate by USP | see Cysteine Hydrochloride | SCC / ISO 17025
8177 | L-Cysteine Monohydrochloride by FCC8/S3- pg 308, 75 g | Assay,DESCRIPTION,Identification - Infrared Absorption,Lead,Loss on Drying,Optical (Specific) Rotation (requires Loss on Drying),Residue on Igniton (Sulfated Ash),USP L-Cysteine Hydrochloride RS. | SCC / ISO 17025
8178 | L-Cystine by FCC8/S3 - page 309, 10 g | Assay - Nitrogen Determination (requires Loss on Drying),DESCRIPTION,Identification - Infrared Spectra,Lead,Loss on Drying,Optical (Specific) Rotation,Residue on Ignition (Sulfated Ash) | SCC / ISO 17025
8179 | Lead | <251> | SCC / ISO 17025
8180 | Lead Acetate Trihydrate by ACS10/S3 - pg 382, 80 g | Assay,Calcium, Copper, Iron, Potassium, and Sodium by ICPMS,Chloride,Insoluble Matter,Nitrate and Nitrite | SCC / ISO 17025
8181 | Lead Carbonate by ACS10/S3 - pg 384, 33 g | Cd, Ca, Fe, K, Na, Zn (by ICPMS, not validated),Chloride,Insoluble in Dilute Acetic Acid,Nitrate and Nitrite | SCC / ISO 17025
8182 | Lead in Sugars | 2.4.10 | SCC / ISO 17025
8183 | Lecithin by FCC8/S3 - pg 634, 100 g | Acetone-Insoluble Matter (as Phosphatides),Acid Value,DESCRIPTION,Hexane Insoluble Matter,Lead,Lead (by ICPMS, not validated),Peroxide Value,Water | SCC / ISO 17025
8184 | Lecithin by NF31/S2 - pg 2066, 75 g | Acid Value <401>,Assay - Content of Acetone-Insoluble Matter,Heavy Metals <231> II,Hexane-Insoluble Matter,Identification A,Identification B - Paper Chromatography <621>,Lead <251>,Peroxide Value,Residual Solvents <467> (if required),USP Choline Chloride RS.,Water Determination <921> I | SCC / ISO 17025
8185 | Lemon Oil, Cold-Pressed by FCC8/S3 - pg 636, 35 mL | Angular Rotation,Assay - Aldehydes,DESCRIPTION,Identification - Infrared Spectra,Refractive Index,Solubility in Alcohol,Specific Gravity,Ultraviolet Absorbance | SCC / ISO 17025
8186 | Lemon Oil, Desert Type, Cold-Pressed by FCC8/S3 - pg 637, 35 mL | Angular Rotation,Assay - Aldehydes,DESCRIPTION,Identification - Infrared Spectra,Refractive Index,Solubility in Alcohol,Specific Gravity,Ultraviolet Absorbance | SCC / ISO 17025
8187 | Letrozole by USP36/S2 - pg 4071, 15 g | Assay (requires Water Determination <921> I),Heavy Metals <231> II,Identification A - Infrared Absorption <197A>,Identification B,Organic Impurities,Residual Solvents <467> (if required),Residue on Ignition <281>,USP Letrozole RS., USP Letrozole Related Compound A RS.,Water Determination <921> I | SCC / ISO 17025
8188 | Leucine by EP7/S8 - pg 5727, 25 g | Appearance of Solution (2.2.1 & 2.2.2, II),Assay [requires Loss on drying (2.2.32)],CHARACTERS - Appearance,CHARACTERS - Solubility,Chlorides (2.4.4),EP Leucine CRS., EP Valine CRS.,Heavy Metals (2.4.8, H),Identification A [requires Loss on Drying (2.2.32)],Identification B (2.2.24),Identification C (2.2.27),Iron (2.4.9),Loss on Drying (2.2.32),Ninhydrin-Positive Substances (2.2.56) 1,Specific Optical Rotation (2.2.7) [requires Loss on Drying (2.2.32)],Sulfated Ash (2.4.14),Sulfates (2.4.13) | SCC / ISO 17025
8189 | Leucine by USP36/S2 - pg 4073, 25 g | Assay (requires Loss on Drying <731>),Chloride <221>,Heavy Metals <231> II,Identification A - Infrared Absorption <197A>,Iron <241>,Loss on Drying <731>,pH <791>,Related Compounds,Residual Solvents <467> (if required),Residue on Ignition <281>,Specific Rotation <781S> (requires Loss on Drying <731>),Sulfate <221>,USP L-Leucine RS., USP L-Valine RS. | SCC / ISO 17025
8190 | Leuprolide Acetate by USP36/S2 - pg 4076, 25 g | ALL TESTING REQUIRES SAMPLE HANDLING UNDER NITROGEN IN GLOVE BOX,Amino Acid Content,Assay (requires Water Determination <921> Ic & Content of Acetic Acid),Bacterial Endotoxins Test <85>,Chromatographic Purity,Content of Acetic Acid,Identification A - Infrared Absorption <197A>,Identification B,Residual Solvents <467> (if required),Residue on Ignition <281>,Specific Rotation <781S> (requires Water Determination <921> Ic & Content of Acetic Acid),USP Endotoxin RS., USP Leuprolide Acetate RS.,Water Determination <921> Ia (by Volumetric KF titration, not validated),Water Determination <921> Ic | SCC / ISO 17025
8191 | Levalbuterol Hydrochloride by USP36 | ADD MONOGRAPH TESTS WHEN NEEDED | SCC / ISO 17025
8192 | Levalbuterol Inhalation Solution by USP36 | ADD MONOGRAPH TESTS WHEN NEEDED | SCC / ISO 17025
8193 | Levetiracetam Tablets by USP36 | ADD MONOGRAPH TESTS WHEN NEEDED | SCC / ISO 17025
8194 | levo-Albuterol by Chine Worldbest Method (Spectrum Chemical and Lab Products) | Assay,CHARACTERS,Chromatographic Purity,Identification A,Identification B,Organic Volatile Impurities,Residue on Ignition,Specific Optical Rotation,Water | SCC / ISO 17025
8195 | Levobunolol Hydrochloride by USP36/S2 - pg 4090, 20 g | Assay (requires Loss on Drying <731>),Identification A <197A>,Identification B <197U>,Loss on Drying <731>,Melting Range <741>,pH <791>,Residual Solvents <467> (if required),Residue on Ignition <281>,Specific Rotation <781S> (requires Loss on Drying <731>),USP Levobunolol Hydrochloride RS. | SCC / ISO 17025
8196 | Levocarnitine by EP7/S8 - pg 2355, 15 g | Appearance of Solution (2.2.1 & 2.2.2, II) (requires Solution S),Assay [requires Water (2.5.12)],CHARACTERS,Chlorides (2.4.4) (requires Solution S),EP Levocarnitine CRS., EP Levocarnitine Impurity A CRS.,Heavy Metals (2.4.8, A) (requires Solution S),Identification A [requires Solution S & Water (2.5.12)],Identification B (2.2.24),Identification C (2.2.14) (requires Solution S),pH (2.2.3) (requires Solution S),Related Substances (2.2.29),Solution S,Specific Optical Rotation (2.2.7) [requires Solution S & Water (2.5.12)],Sulfated Ash (2.4.14),Sulfates (2.4.13) (requires Solution S),Water (2.5.12) | SCC / ISO 17025
8197 | Levocarnitine by USP36/S2 - pg 4092, 20 g | Assay (requires Water Determination <921>),Chloride <221>,Heavy Metals <231>,Identification A - Infrared Absorption <197A>,K, Na (by ICP-MS, not validated),Limit of Potassium,Limit of Sodium,pH <791>,Potassium (by ICPMS, not validated),Residual Solvents <467> (if required),Residue on Ignition <281>,Sodium (by ICPMS, not validated),Specific Rotation <781S> (requires Water Determination <921>),USP Levocarnitine RS.,Water Determination <921> | SCC / ISO 17025
8198 | Levodopa by USP36/S2 - pg 4095, 20 g | Assay (requires Loss on Drying <731>),Heavy Metals <231> II,Identification A - Infrared Absorption <197A>,Identification B - Ultraviolet Absorption <197U> (requires Loss on Drying <731>),Identification C,Loss on Drying <731>,Organic Impurities,Residual Solvents <467> (if required),Residue on Ignition <281>,Specific Rotation <781S> (requires Loss on Drying <731>),USP Levodopa RS., USP Levodopa Related Compound B RS., USP L-Tyrosine RS. | SCC / ISO 17025
8199 | Levorphanol Tartrate by USP36/S2 - pg 4104, 5 g | Assay (Requires Water <921> I),Identification A - Infrared Absorption <197A>,Identification B - Ultraviolet Absorption <197U> (requires Water <921> I),Ordinary Impurities <466>,Residual Solvents <467> (if required),Residue on Ignition <281>,Specific Rotation <781S> (requires Water <921> I),USP Levorphanol Tartrate RS.,Water <921> I | SCC / ISO 17025
8200 | Levothyroxine Sodium by USP36/S2 - pg 4105, 2 g | Assay (requires Water Determination <921> I),Identification A - Infrared Absorption <197A>,Identification B,Identification C - Sodium <191>,Organic Impurities - Procedure 1,Organic Impurities - Procedure 2,Residual Solvents <467> (if required),Specific Rotation <781S> (requires Water Determination <921> I),USP Levothyroxine RS., USP Liothyronine RS., USP Levothyroxine for Peak Identification RS.,Water Determination <921> I | SCC / ISO 17025
8201 | L-Glutamic Acid by FCC8/S3 - pg 495, 75 g | Assay (requires Loss on Drying),DESCRIPTION,Identification - Infrared Absorption,Lead,Loss on Drying,Optical (Specific) Rotation,Residue on Ignition (Sulfated Ash),USP Glutamic Acid RS. | SCC / ISO 17025
8202 | L-Glutamic Acid Hydrochloride by FCC8/S3 - pg 496, 75 g | Assay,DESCRIPTION,Identification - Infrared Spectra,Lead,Loss on Drying,Optical (Specific) Rotation (requires Loss on Drying),Residue on Ignition (Sulfated Ash) | SCC / ISO 17025
8203 | L-Glutamine by FCC8/S3 - pg 497, 75 g | Assay,DESCRIPTION,Identification - Infrared Absorption,Lead,Loss on Drying,Optical (Specific) Rotation,Residue on Ignition (Sulfated Ash),USP Glutamine RS. | SCC / ISO 17025
8204 | L-Histidine by FCC8/S3 - pg 547, 30 g | Assay,DESCRIPTION,Identification - Infrared Absorption,Lead,Loss on Drying,Optical (Specific) Rotation,Residue on Ignition (Sulfated Ash),USP L-Histidine RS. | SCC / ISO 17025
8205 | L-Histidine by JP16/S1 - pg 920, 30 g | Assay <2.50> (requires Loss on Drying <2.41>),DESCRIPTION,Identification - Infrared Spectrophotometry <2.25>,Loss on Drying <2.41>,Optical Rotation <2.49> (requires Loss on Drying <2.41>),pH <2.54>,Purity (1) Clarity and Color of Solution,Purity (2) Chloride <1.03>,Purity (3) Sulfate <1.14>,Purity (4) Ammonium <1.02>,Purity (5) Heavy Metals <1.07>,Purity (6) Iron <1.10> 1A,Purity (7) Related Substances <2.03>,Residue on Ignition <2.44> | SCC / ISO 17025
8206 | L-Histidine Hydrochloride Hydrate by JP16/S1 - pg 920, 30 g | Assay <2.50> (requires Water <2.48>),DESCRIPTION,Identification (1) Infrared Spectrophotometry <2.25>,Identification (2) Chloride <1.09>,Optical Rotation <2.49> (requires Water <2.48>),pH <2.54>,Purity (1) Clarity and Color of Solution,Purity (2) Sulfate <1.14>,Purity (3) Ammonium <1.02>,Purity (4) Heavy Metals <1.07> 1,Purity (5) Iron <1.10>,Purity (6) Related Substances <2.03>,Residue on Ignition <2.44>,Water <2.48> | SCC / ISO 17025
8207 | L-Histidine Monohydrochloride by FCC8/S3 - pg 1840, 30 g | Assay,DESCRIPTION,Identification - Infrared Spectra,Lead,Loss on Drying,Optical (Specific) Rotation,Residue on Ignition (Sulfated Ash),USP L-Histidine Monohydrochloride Monohydrate RS. | SCC / ISO 17025
8208 | Lidocaine by USP36/S2 - pg 4110, 10 g | Assay,Chloride <221>,Heavy Metals <231> I,Identification A - Infrared Absorption <197A>,Identification B,Melting Range or Temperature <741>,Residual Solvents <467> (if required),Residue on Ignition <281>,Sulfate <221>,USP Lidocaine RS. | SCC / ISO 17025
8209 | Lidocaine Hydrochloride and Epinephrine Injection by USP36/S2 - pg 4114, see monograph | Assay for Epinephrine,Assay for Lidocaine Hydrochloride,Bacterial Endotoxins <85>,Color and Clarity,Identification A - Infrared Absorption <197A> (requires Identification Sample Preparation),Identification Sample Preparation,Other Requirements <1>,pH <791>,Residual Solvents <467> (if required),USP Endotoxin RS., USP Epinephrine Bitartrate RS., USP Lidocaine RS. | SCC / ISO 17025
8210 | Lidocaine Hydrochloride by EP7/S8 - pg 2366 10 g | Appearance of Solution (2.2.1 & 2.2.2 II) (requires Solution S),Assay [requires Water (2.5.12)],CHARACTERS,EP Lidocaine Hydrochloride CRS.,Heavy Metals (2.4.8, E),Identification A (2.2.14),Identification B (2.2.24),Identification C ,Identification D - Chlorides (2.3.1, a),pH (2.2.3) (requires Solution S),Related Substances (2.2.29),Solution S,Sulfated Ash (2.4.14),Water (2.5.12) | SCC / ISO 17025
8211 | Lidocaine Hydrochloride by USP36/S2 - pg 4112, 10 g | Assay (requires Water Determination <921> I),Bacterial Endotoxins Test <85>,Heavy Metals <231> I,Identification A - Infrared Absorption <197A> (requires Identification A Prep),Identification A Prep + Part B,Identification B ,Identification C - Chloride <191>,Melting Range or Temperature <741>,Residual Solvents <467> (if required),Residue on Ignition <281>,Sterility Tests <71>,Sulfate <221>,USP Endotoxin RS., USP Lidocaine RS.,Water Determination <921> I | SCC / ISO 17025
8212 | Lidocaine Hydrochloride Injection by USP36/S2 - pg 4113, see monograph | Assay,Bacterial Endotoxins <85>,Identification - Infrared Absorption <197A> (requires Identification Sample Preparation),Identification Sample Preparation,Other Requirements <1>,Particulate Matter <788>,pH <791>,Residual Solvents <467> (if required),USP Endotoxin RS, USP Lidocaine RS | SCC / ISO 17025
8213 | Light Mineral Oil by EP | See Paraffin, Light Liquid | SCC / ISO 17025
8214 | Light Transmission Test, Multiple-Unit Containers and Unit-Dose Containers for Liquids, Multiple-Unit Containers for Capsules and Tablets, Multiple-Unit Containers for Capsules and Tablets (Without Closure), Single-Unit Containers and Unit-Dose Containers for Capsules and Tablets,Containers - Performance Testing | <671> | SCC / ISO 17025
8215 | Light Transmission, Moisture Permeation | USP <671> | ISO 17025, GMP/cGMP, GLP
8216 | Lime Oil, Cold-Pressed by FCC8/S3 - pg 643, 35 mL | Angular Rotation,Assay - Aldehydes,DESCRIPTION,Identification - Infrared Spectra,Refractive Index,Residue on Evaporation,Specific Gravity,Ultraviolet Absorbance | SCC / ISO 17025
8217 | Liothyronine Sodium by USP36/S2 - pg 4121, 50 g | Assay (requires Loss on Drying <731>),Chloride Content,Identification A (requires Loss on Drying <731>),Identification B,Identification C - Sodium <191>,Identification D,Limit of Levothyroxine Sodium,Loss on Drying <731>,Residual Solvents <467> (if required),Sodium Content,Specific Rotation <781S> (requires Loss on Drying <731>),USP Levothyroxine RS., USP Liothyronine RS. | SCC / ISO 17025
8218 | Lipoic Acid, Alpha by USP36/S2 - Dietary Supplements - pg 1517, 15 g | Assay (requires Loss on Drying),Chromatographic Purity, Procedure 1,Chromatographic Purity, Procedure 2,Heavy Metals <231> II,Identification A,Identification B - Infrared Absorption <197A>,Loss on Drying <731>,Melting Range or Temperature <741>,Residual Solvents <467> (if required),Residue on Ignition <281>,Specific Rotation <781S> (requires Loss on Drying <731>),USP Alpha Lipoic Acid RS. | SCC / ISO 17025
8219 | Liquid Chromatography | 2.2.29 | SCC / ISO 17025
8220 | L-Isoleucine by FCC8/S3 - pg 602, 25 g | Assay (requires Loss on Drying),DESCRIPTION,Identification - Infrared Absorption,Lead,Loss on Drying,Optical (Specific) Rotation,Residue on Ignition (Sulfated Ash),USP L-Isoleucine RS. | SCC / ISO 17025
8221 | L-Isoleucine by JP16/S1 - pg 983, 25 g | Assay <2.50>,DESCRIPTION,Identification <2.25>,Loss on Drying <2.41>,Optical Rotation <2.49>,pH <2.54>,Purity (1) Clarity and Color of Solution,Purity (2) Chloride <1.03>,Purity (3) Sulfate <1.14>,Purity (4) Ammonium <1.02>,Purity (5) Heavy Metals <1.07>,Purity (6) Arsenic <1.11> II,Purity (7) Related Substances <2.03>,Residue on Ignition <2.44> | SCC / ISO 17025
8222 | Lithium Carbonate by USP36/S2 - pg 4130, 45 g | Aluminum and Iron,Assay (requires Loss on Drying <731>),Calcium,Chloride <221>,Heavy Metals <231>,Identification A,Identification B,Insoluble Substances,Loss on Drying <731>,Reaction,Residual Solvents <467> (if required),Sodium,Sodium (by ICPMS, not validated),Sulfate <221> | SCC / ISO 17025
8223 | L-Leucine by FCC8/S3 - pg 641, 25 g | Assay (requires Loss on Drying),DESCRIPTION,Identification - Infrared Absorption,Lead,Loss on Drying,Optical (Specific) Rotation (requires Loss on Drying),Residue on Ignition (Sulfated Ash),USP L-Leucine RS. | SCC / ISO 17025
8224 | L-Leucine by JP16/S1 - pg 1028, 25 g | Assay,DESCRIPTION,Identification <2.25>,Loss on Drying <2.41>,Optical Rotation <2.49>,pH <2.54>,Purity (1) Clarity and Color of Solution,Purity (2) Chloride <1.03>,Purity (3) Sulfate <1.14>,Purity (4) Ammonium <1.02>,Purity (5) Heavy Metals <1.07> 4,Purity (6) Arsenic <1.11> 2,Purity (7) Related Substances <2.03>,Residue on Ignition <2.44> | SCC / ISO 17025
8225 | L-Lysine by USP36/S2 - Reagent Specifications - pg 1173, 2 g | DESCRIPTION,Nitrogen Content <461> I,Residual Solvents <467> (if required),Specific Rotation <781> | SCC / ISO 17025
8226 | L-Lysine Hydrochloride by JP16/S1 - pg 1049, 25 g | Assay (requires Loss on Drying),DESCRIPTION,Identification (1) Infrared Spectroscopy <2.25>,Identification (2) Chloride <1.09>,Loss on Drying <2.41>,Optical Rotation <2.49>,pH <2.54>,Purity (1) Clarity and Color of Solution,Purity (2) Sulfate <1.14>,Purity (3) Ammonium <1.02>,Purity (4) Heavy Metals <1.07> I,Purity (5) Arsenic <1.11> I,Purity (6) Related Substances <2.03>,Residue on Ignition <2.44> | SCC / ISO 17025
8227 | L-Lysine Monohydrochloride by FCC8/S3 - pg 668, 25 g | Assay,DESCRIPTION,Identification - Infrared Absorption,Lead,Loss on Drying,Optical (Specific) Rotation,Residue on Ignition (Sulfated Ash),USP L-Lysine Hydrochloride RS. | SCC / ISO 17025
8228 | l-Menthol by JP16/S1 - pg 1079, 25 g | Assay,DESCRIPTION,Identification (1),Identification (2),Melting Point <2.60>,Optical Rotation <2.49>,Purity (1) Non-volatile Residue,Purity (2) Thymol,Purity (3) Nitromethane or Nitroethane | SCC / ISO 17025
8229 | L-Methionine by JP16/S1 - pg 1092, 25 g | Assay,DESCRIPTION,Identification <2.25>,Loss on Drying <2.41>,Optical Rotation <2.49>,pH <2.54>,Purity (1) Clarity and Color of Solution,Purity (2) Chloride <1.03>,Purity (3) Sulfate <1.14>,Purity (4) Ammonium <1.02>,Purity (5) Heavy Metals <1.07>,Purity (6) Arsenic <1.11>,Purity (7) Related Substances <2.03>,Residue on Ignition <2.44> | SCC / ISO 17025
8230 | Loperamide Hydrochloride by EP7/S8 - pg 2376, 10 g | Assay [requires Loss on drying (2.2.32)],CHARACTERS,EP Loperamide Hydrochloride CRS., EP Loperamide Hydrochloride for System Suitability CRS.,Identification (2.2.24),Loss on Drying (2.2.32),Related Substances (2.2.29),Sulfated Ash (2.4.14) | SCC / ISO 17025
8231 | Loperamide Hydrochloride by USP36/S2 - pg 4135, 10 g | Assay (requires Loss on Drying <731>),Chloride Content,Chromatographic Purity,Heavy Metals <231> II,Identification A - Infrared Absorption <197A>,Identification B,Loss on Drying <731>,Residual Solvents <467> (if required),Residue on Ignition <281>,USP Loperamide Hydrochloride RS. | SCC / ISO 17025
8232 | Lopinivir by USP36 | ADD MONOGRAPH TESTS WHEN NEEDED | SCC / ISO 17025
8233 | Loratadine by BP2013 - pg 1351, 10 g | Appearance of Solution (2.2.1 & 2.2.2, II),Assay (2.2.20) [requires Loss on Drying (2.2.32)],CHARACTERS - Appearance,CHARACTERS - Solubility,EP Loratadine CRS., EP Loratadine for System Suitability CRS. (contains impurity A and E), EP Loratadine Impurity F CRS., EP Loratadine Impurity H CRS.,Identification - Infrared Absorption Spectrophotometry (2.2.24),Impurity H - Gas Chromatography (2.2.28),Loss on Drying (2.2.32),Related Substances - Liquid Chromatography (2.2.29),Sulfated Ash (2.4.14),Sulfates (2.4.13) | SCC / ISO 17025
8234 | Loratadine by EP7/S8 - pg 2379, 10 g | Appearance of Solution (2.2.1 & 2.2.2, II),Assay (2.2.20) [requires Loss on Drying (2.2.32)],CHARACTERS - Appearance,CHARACTERS - Solubility,EP Loratadine CRS., EP Loratadine for System Suitability CRS. (contains impurity A and E), EP Loratadine Impurity F CRS., EP Loratadine Impurity H CRS.,Identification - Infrared Absorption Spectrophotometry (2.2.24),Impurity H - Gas Chromatography (2.2.28),Loss on Drying (2.2.32),Related Substances - Liquid Chromatography (2.2.29),Sulfated Ash (2.4.14),Sulfates (2.4.13) | SCC / ISO 17025
8235 | Lorazepam by USP36/S2 - pg 4149, 15 g | Assay (requires Loss on Drying <731>),Heavy Metals <231> II,Identification A - Infrared Absorption <197A>,Identification B,Loss on Drying <731>,Organic Impurities,Residual Solvents <467> (if required),Residue on Ignition <281>,USP Lorazepam RS., USP Lorazepam Related Compound A RS., USP Lorazepam Related Compound B RS., USP Lorazepam Related Compound C RS., USP Lorazepam Related Compound D RS., USP Lorazepam Related Compound E RS. | SCC / ISO 17025
8236 | Lorazepam Tablets by USP36 | ADD MONOGRAPH TESTS WHEN NEEDED | SCC / ISO 17025
8237 | Losartan Potassium by USP36/S2 - pg 4155, 25 g | Assay (requires Water Determination and Residual Solvents ),Heavy Metals <231> II,Identification A - Infrared Absorption <197K>,Identification B - Ultraviolet Absorption <197U>,Identification C - Potassium <191>,Organic Impurities,Residual Solvents <467> (required for Assay calculation),USP Losartan Potassium RS,Water Determination <921> I | SCC / ISO 17025
8238 | Losartan Potassium Tablets by USP36 | ADD MONOGRAPH TESTS WHEN NEEDED | SCC / ISO 17025
8239 | Loss on Drying | <731> | SCC / ISO 17025
8240 | Loss on Drying | 2.2.32 | SCC / ISO 17025
8241 | Loss on Drying of Extracts | 2.8.17 | SCC / ISO 17025
8242 | Loss on Ignition | <733> | SCC / ISO 17025
8243 | L-Phenylalanine by JP16/S1 - pg 1240, 25 g | Assay,DESCRIPTION,Identification <2.25>,Loss on Drying <2.41>,Optical Rotation <2.49>,pH <2.54>,Purity (1) Clarity and Color of Solution,Purity (2) Chloride <1.03>,Purity (3) Sulfate <1.14>,Purity (4) Ammonium <1.02>,Purity (5) Heavy Metals <1.07>,Purity (6) Arsenic <1.11>,Purity (7) Related Substances <2.03>,Residue on Ignition <2.44> | SCC / ISO 17025
8244 | L-Proline by FCC8/S3 - pg 952, 25 g | Assay (requires Loss on Drying),DESCRIPTION,Identification - Infrared Absorption,Lead,Loss on Drying,Optical (Specific) Rotation,Residue on Ignition (Sulfated Ash),USP L-Proline RS. | SCC / ISO 17025
8245 | L-Serine by FCC8/S3 - pg 1009, 25 g | Assay (requires Loss on Drying),DESCRIPTION,Identification - Infrared Absorption,Lead,Loss on Drying,Optical (Specific) Rotation,Residue on Ignition (Sulfated Ash),USP L-Serine RS. | SCC / ISO 17025
8246 | L-Threonine by FCC8/S3 - pg 1134, 25 g | Assay (requires Loss on Drying),DESCRIPTION,Identification - Infrared Absorption,Lead,Loss on Drying,Optical (Specific) Rotation,Residue on Ignition (Sulfated Ash),USP L-Threonine RS. | SCC / ISO 17025
8247 | L-Threonine by JP16/S1 - pg 1492, 25 g | Assay,DESCRIPTION,Identification <2.25>,Loss on Drying <2.41>,Optical Rotation <2.49>,pH <2.54>,Purity (1) Clarity and Color of Solution,Purity (2) Chloride <1.03>,Purity (3) Sulfate <1.14>,Purity (4) Ammonium <1.02>,Purity (5) Heavy Metals <1.07> I,Purity (6) Arsenic <1.11>,Purity (7) Related Substances <2.03>,Residue on Ignition <2.44> | SCC / ISO 17025
8248 | L-Tryptophan by FCC8/S3 - pg 1777, 15 g | Assay (requires Loss on Drying),DESCRIPTION,Identification A - Infrared Absorption,Identification B,Lead,Loss on Drying,Optical (Specific) Rotation,Related Compounds,Residue on Ignition (Sulfated Ash),USP L-Tryptophan RS., USP Tryptophan Related Compound B RS. | SCC / ISO 17025
8249 | L-Tryptophan by JP16/S1 - pg 1543, 15 g | Assay <2.50>,DESCRIPTION,Identification - Infrared Spectrophotometry <2.25>,Loss on Drying <2.41>,Optical Rotation <2.49>,pH <2.54>,Purity (1) Clarity of Solution,Purity (2) Chloride <1.03>,Purity (3) Sulfate <1.14>,Purity (4) Ammonium <1.02>,Purity (5) Heavy Metals <1.07> 4,Purity (6) Arsenic <1.11>,Purity (7) Related Substances <2.03>,Residue on Ignition <2.44> | SCC / ISO 17025
8250 | Lufenuron (Anhydrous) for Veterinary Use by EP7/S8 - pg 2385, 10 g | Assay (2.2.29) [requires Loss on Drying (2.2.32)],CHARACTERS,EP Lufenuron CRS., EP Lufenuron Impurity G CRS., EP Lufenuron for Peak Identification CRS.,Heavy Metals (2.4.8, B),Identification (2.2.24),Loss on Drying (2.2.32),Related Substances (2.2.29),Sulfated Ash (2.4.14) | SCC / ISO 17025
8251 | L-Valine by JP16/S1 - pg 15571, 25 g | Assay <2.50>,DESCRIPTION,Identification - Infrared Spectrophotometry <2.25>,Loss on Drying <2.41>,Optical Rotation <2.49>,pH <2.54>,Purity (1) Clarity and Color of Solution,Purity (2) Chloride <1.03>,Purity (3) Sulfate <1.14>,Purity (4) Ammonium <1.02>,Purity (5) Heavy Metals <1.07> 1,Purity (6) Arsenic <1.11> 2,Purity (7) Related Substances <2.03>,Residue on Ignition <2.44> | SCC / ISO 17025
8252 | Lycopene by USP36/S2 - Dietary Supplements - pg 1522, 10 g | Composition - Content of All-E-Lycopene, 5Z-Lycopene, and Related Compounds,Composition - Content of Lycopene (requires Loss on Drying <731>),Heavy Metals <231> II,Identification A - Ultraviolet-Visible Absorption <197U>,Identification B,Loss on Drying <731>,Residual Solvents <467> (if required),Residue on Ignition <281>,USP Lycopene RS. | SCC / ISO 17025
8253 | Lycopene Preparation by USP36/S2 - Dietary Supplements - pg 1523, 10 g | Composition - Content of All-E-Lycopene, 5Z-Lycopene, and Related Compounds,Composition - Content of Lycopene (requires Water <921> I),Identification A - Ultraviolet-Visible Absorption <197U>,Residual Solvents <467> (if required),USP Lycopene RS.,Water Determination <921> I | SCC / ISO 17025
8254 | Lysine Hydrochloride by EP7/S8 - pg 5728, 50 g | Appearance of Solution (2.2.1 & 2.2.2, II) (requires Solution S),Assay (2.2.20) [requires Loss on Drying (2.2.32)],CHARACTERS - Appearance,CHARACTERS - Solubility,EP Lysine Hydrochloride CRS., EP Arginine CRS.,Heavy Metals (2.4.8, A) (requires Solution S),Identification A [requires Loss on Drying (2.2.32)],Identification B (2.2.24),Identification C (2.2.27),Identification D (requires Solution S),Identification E - Chlorides (2.3.1, a) (requires Solution S),Iron (2.4.9),Loss on Drying (2.2.32),Ninhydrin-Positive Substances (2.2.56) 1,Solution S,Specific Optical Rotation (2.2.7) [requires Loss on Drying (2.2.32)],Sulfated Ash (2.4.14),Sulfates (2.4.13) (requires Solution S) | SCC / ISO 17025
8255 | Lysine Hydrochloride by USP36/S2 - pg 4167, 50 g | Assay (requires Loss on Drying <731>),Content of Chloride,Heavy Metals <231> I,Identification A - Infrared Absorption <197A>,Iron <241>,Loss on Drying <731>,Related Compounds,Residual Solvents <467> (if required),Residue on Ignition <281>,Specific Rotation<781S> (requires Loss on Drying <731>),Sulfate <221>,USP Arginine Hydrochloride RS., USP L-Lysine Hydrochloride RS. | SCC / ISO 17025
8256 | Macrogol 400 by JP16/S1 - pg 1050, 75 g | Average Molecular Mass,DESCRIPTION,Identification,pH <2.54>,Purity (1) Acidity,Purity (2) Ethylene Glycol and Diethylene Glycol,Residue on Ignition <2.44>,Water <2.48> | SCC / ISO 17025
8257 | Macrogol 4000 by JP16/S1 - pg 1052, 75 g | Average Molecular Mass,DESCRIPTION,Identification,pH <2.54>,Purity (1) Clarity and Color of Solution,Purity (2) Acidity,Residue on Ignition <2.44>,Water <2.48> | SCC / ISO 17025
8258 | Macrogols by EP7/S8 - pg 5493, 150 g | Acidity or Alkalinity,Appearance of Solution (2.2.1 & 2.2.2, II),CHARACTERS,Ethylene Glycol and Diethylene Glycol (2.2.28),Ethylene Oxide and Dioxan (2.4.25) (requires Ethylene Oxide Standard Titration),Ethylene Oxide Standard Titration,Formaldehyde (2.2.25),Freezing Point (2.2.18),FUNCTIONALITY-RELATED CHARACTERISTICS,Heavy Metals (2.4.8, A),Hydroxyl Value,Identification A - Viscosity,Identification B,Identification C,Melting Point (2.2.15),Particle-Size Distribution (2.9.31),Reducing Substances (2.2.2, I),Sulfated Ash (2.4.14),Viscosity (2.2.9),Viscosity (see Tests above),Water (2.5.12) | SCC / ISO 17025
8259 | Mafenide Acetate by USP36/S2 - pg 4168, 25 g | Assay (Requires Water <921> I),Chromatographic Purity,Heavy Metals <231> II,Identification A - Infrared Absorption <197A>,Identification B,Melting Range <741>,pH <791>,Residual Solvents <467> (if required),Residue on Ignition <281>,Selenium <291>,USP Mafenide Acetate RS., USP Mafenide Related Compound A RS.,Water <921> I | SCC / ISO 17025
8260 | Magnesium | 2.4.6 | SCC / ISO 17025
8261 | Magnesium Aluminum Silicate by NF31/S2 - pg 2073, 200 g | Acid Demand (requires Loss on Drying <731>),Arsenic <211> I,Assay - Aluminum Content and Magnesium Content,Assay for Aluminum Content (by ICPMS, not validated),Assay for Magnesium Content (by ICPMS, not validated),Identification A,Lead,Lead (by ICPMS, not validated),Loss on Drying <731>,Microbial Enumeration Tests <61> and Tests for Specified Microorganisms <62>,pH <791>,Residual Solvents <467> (if required),Viscosity (requires Loss on Drying <731>) | SCC / ISO 17025
8262 | Magnesium and Alkaline-Earth Metals | 2.4.7 | SCC / ISO 17025
8263 | Magnesium Carbonate by USP36/S2 - pg 4175, 25 g | Acid-Insoluble Substances,Arsenic <211> I,Assay (requires Limit of Calcium),Calcium (by ICPMS, not validated),Heavy Metals <231> I,Identification A - Magnesium <191>,Iron <241>,Limit of Calcium (see below),Microbial Enumeration Tests <61> andTests for Specified Microorganisms <62>,Residual Solvents <467> (if required),Soluble Salts | SCC / ISO 17025
8264 | Magnesium Carbonate, Heavy by EP7/S8 - pg 2409, 100 g | Appearance of Solution (2.2.2, II) (requires Solution S),Arsenic (2.4.2, A) (requires Solution S),Assay (2.5.11),Calcium (2.4.3) (requires Solution S),CHARACTERS,Chlorides (2.4.4) (requires Solution S),Heavy Metals (2.4.8, A) (requires Solution S),Identification A - Bulk Density (2.9.34),Identification B - Carbonates (2.3.1),Identification C - Magnesium (2.3.1),Iron (2.4.9),Soluble Substances,Solution S,Substances Insoluble in Acetic Acid (requires Solution S),Sulfates (2.4.13) (requires Solution S) | SCC / ISO 17025
8265 | Magnesium Chloride by FCC8/S3 - pg 672, 20 g | Ammonium Ion,Assay,DESCRIPTION,Identification - Chloride,Identification - Magnesium,Lead,Sulfate | SCC / ISO 17025
8266 | Magnesium Chloride by USP36/S2 - pg 4178, 200 g | Al, Ca (by ICPMS, not validated),Aluminum (by ICPMS, not validated),Aluminum <206> (see below),Assay,Barium,Calcium (by ICPMS, not validated),Heavy Metals <231> I,Identification A - Magnesium <191>,Identification B - Chloride <191>,Insoluble Matter,Limit of Calcium (see below),pH <791>,Potassium,Residual Solvents <467> (if required),Sulfate <221> | SCC / ISO 17025
8267 | Magnesium Chloride Hexahydrate by ACS10/S3 - pg 410, 90 g | Ammonium,Assay,Barium,Ca, Mg, K, Na & Sr (by ICPMS, not validated),Heavy Metals,Insoluble Matter,Iron,Nitrate ,Phosphate,Sulfate | SCC / ISO 17025
8268 | Magnesium Chloride Hexahydrate by BP2013 - pg 1383, 25 g | Acidity or Alkalinity (requires Solution S),Aluminum (2.4.17),Appearance of Solution (2.2.1 & 2.2.2, II) (requires Solution S),Arsenic (2.4.2, A),Assay (2.5.11),Bromides (requires Solution S),Calcium (2.4.3) (requires Solution S),CHARACTERS - Appearance,CHARACTERS - Solubility,Heavy Metals (2.4.8, A) (requires Solution S),Identification A - Water,Identification B - Chlorides (2.3.1, a),Identification C - Magnesium (2.3.1),Iron (2.4.9) (requires Solution S),Potassium (2.2.22, I),Potassium (by ICPMS, not validated),Solution S,Sulfates (2.4.13) (requires Solution S),Water (2.5.12) | SCC / ISO 17025
8269 | Magnesium Chloride Hexahydrate by EP7/S8 - pg 2411, 25 g | Acidity or Alkalinity (requires Solution S),Aluminum (2.4.17),Appearance of Solution (2.2.1 & 2.2.2, II) (requires Solution S),Arsenic (2.4.2, A),Assay (2.5.11),Bromides (requires Solution S),Calcium (2.4.3) (requires Solution S),CHARACTERS - Appearance,CHARACTERS - Solubility,Heavy Metals (2.4.8, A) (requires Solution S),Identification A - Water,Identification B - Chlorides (2.3.1, a),Identification C - Magnesium (2.3.1),Iron (2.4.9) (requires Solution S),Potassium (2.2.22, I),Potassium (by ICPMS, not validated),Solution S,Sulfates (2.4.13) (requires Solution S),Water (2.5.12) | SCC / ISO 17025
8270 | Magnesium Citrate by USP36/S2 - pg 4179, 20 g | Arsenic <211> I,Assay (requires Loss on Drying <731>),Calcium (by ICPMS, not validated),Chloride <221>,Heavy Metals <231> I,Identification A - Magnesium <191>,Identification B - Citrate <191>,Iron <241>,Limit of Calcium,Loss on Drying <731>,pH <791>,Residual Solvents <467> (if required),Sulfate <221> | SCC / ISO 17025
8271 | Magnesium Citrate Oral Solution by USP36/S2 - pg 4180, 200 mL | Assay for Anhydrous Citric Acid,Assay for Magnesium Oxide,Chloride <221>,Identification A - Magnesium <191>,Identification B,Residual Solvents <467> (if required),Sulfate <221>,Tartaric Acid,USP Citric Acid RS. | SCC / ISO 17025
8272 | Magnesium Gluconate by USP36/S2 - pg 4181, 25 g | Assay (requires Water Determination <921> Ib),Chloride <221>,Heavy Metals <231>,Identification A - Magnesium <191>,Identification B - Thin-Layer Chromatography,pH <791>,Reducing Substances,Residual Solvents <467> (if required),Sulfate <221>,USP Potassium Gluconate RS.,Water Determination <921> Ib | SCC / ISO 17025
8273 | Magnesium Hydroxide by EP7/S8 - pg 2414, 15 g | Appearance of Solution (2.2.2, II) (requires Solution S),Arsenic (2.4.2, A) (requires Solution S),Assay,Calcium (2.4.3) (requires Solution S),CHARACTERS,Chlorides (2.4.4) (requires Solution S),Heavy Metals (2.4.8, A),Identification A - Magnesium (2.3.1),Identification B,Iron (2.4.9),Loss on Ignition,Soluble Substances (2.1.2),Solution S,Substances Insoluble in Acetic Acid (requires Solution S),Sulfates (2.4.13) (requires Solution S) | SCC / ISO 17025
8274 | Magnesium Hydroxide by JPC (1997) - pg 794, 25 g - THERE IS A 16TH EDITION | Assay,DESCRIPTION,Identification,Loss on Drying,Purity (1) Alkali and Soluble Salt,Purity (2) Carbonate,Purity (3) Heavy Metals,Purity (4) Iron,Purity (5) Calcium Oxide,Purity (6) Arsenic,Residue on Ignition | SCC / ISO 17025
8275 | Magnesium Hydroxide by USP36/S2 - pg 4183, 15 g | Assay,Ca, Pb (by ICP-MS, not validated),Calcium (by ICP-MS, not validated),Carbonate,Heavy Metals <231> I,Identification - Magnesium <191>,Lead (by ICP-MS, not validated),Limit of Calcium (see below),Limit of Lead by Modified <730>,Loss on Drying <731>,Loss on Ignition <733>,Microbial Enumeration Tests <61> and Absence of Specified Microorganisms <62>,Residual Solvents <467> (if required),Soluble Salts | SCC / ISO 17025
8276 | Magnesium Hydroxide Paste by USP36/S2 - pg 4184, 100 g (or depending on labelled amount) | Assay,Ca, Pb (by ICP-MS, not validated),Calcium (by ICPMS, not validated),Carbonate and Acid-Insoluble Matter,Heavy Metals <231> I,Identification - Magnesium <191>,Limit of Calcium (see below),Limit of Lead,Microbial Enumeration Tests <61> and Tests for Specified Microorganisms <62>,Residual Solvents <467> (if required),Soluble Alkalies,Soluble Salts | SCC / ISO 17025
8277 | Magnesium Nitrate Hexahydrate by ACS10/S3 - pg 412, 110 g | Ammonium,Assay,Barium,Calcium, Manganese, Potassium, Sodium, and Strontium,Calcium, Manganese, Potassium, Sodium, and Strontium (by ICPMS, not validated),Chloride,Heavy Metals,Insoluble Matter,Iron,pH of a 5% Solution at 25.0 Degrees C,Phosphate,Sulfate | SCC / ISO 17025
8278 | Magnesium Oxide by FCC8/S3 - pg 676, 20 g | Acid-Insoluble Substances,Alkalies (Free) and Soluble Salts,Arsenic,Assay,Calcium Oxide,DESCRIPTION,Identification - Magnesium,Lead,Loss on Ignition | SCC / ISO 17025
8279 | Magnesium Oxide by USP36/S2 - pg 4185, 25 g + 300 g if Bulk Density requested | Acid-Insoluble Substances,Assay (requires Limit of Calcium),Bulk Density <616> I,Calcium (by ICP-MS, not validated),Free Alkali and Soluble Salts,Heavy Metals <231>,Identification A - Magnesium <191>,Iron <241>,Limit of Calcium,Loss on Ignition <733>,Residual Solvents <467> (if required) | SCC / ISO 17025
8280 | Magnesium Salicylate per USP36/S2 - pg 4188, 35 g | Assay,Heavy Metals <231> I,Identification A <197A>,Identification B <197U>,Identification C - Magnesium <191>,Magnesium Content,Residual Solvents <467> (if required),USP Magnesium Salicylate RS., USP Salicylic Acid RS.,Water <921> I | SCC / ISO 17025
8281 | Magnesium Silicate by FCC8/S3 - pg 680, 150 g | Assay - Magnesium Oxide,Assay - Silicon Dioxide,DESCRIPTION,Fluoride,Free Alkali (as NaOH),Identification A - Magnesium,Identification B,Lead,Loss on Drying,Loss on Ignition,Soluble Salts | SCC / ISO 17025
8282 | Magnesium Silicate by JP16/S1 - pg 1056, 150 g | Acid-Consuming Capacity <6.04> (requires Loss on Ignition <2.43>),Assay (1) Silicon Dioxide,Assay (2) Magnesium Oxide,Assay (3) MgO to SiO2 Ratio (requires Assay 1 & Assay 2),DESCRIPTION,Identification (1) - Magnesium Salt <1.09>,Identification (2),Loss on Ignition <2.43>,Purity (1) Soluble Salts,Purity (2) Alkalinity [requires Purity (1)],Purity (3) Chloride <1.03> [requires Purity (1)],Purity (4) Sulfate <1.14> [requires Purity (1)],Purity (5) Heavy Metals <1.07>,Purity (6) Arsenic <1.11> | SCC / ISO 17025
8283 | Magnesium Silicate by NF31/S2 - pg 2075, 150 g | Assay - Magnesium Oxide,Assay - Silicon Dioxide,Fluoride,Free Alkali (requires Soluble Salts),Heavy Metals <231>,Identification A - Magnesium <191>,Identification B,Lead <251>,Loss on Drying <731>,Loss on Ignition <733> (requires Loss on Drying <731>),pH <791>,Ratio of SiO2 to MgO,Residual Solvents <467> (if required),Soluble Salts | SCC / ISO 17025
8284 | Magnesium Stearate by EP7/S8 - pg 4333, 75 g | Acidity or Alkalinity,Assay - Magnesium,Assay - Stearic Acid and Palmitic Acid (2.2.28),Cadmium (2.2.23, II),Cd, Pb, Ni on EP Prep (by ICPMS, not validated),CHARACTERS,Chlorides (requires Solution S),FUNCTIONALITY-RELATED CHARACTERISTICS,Identification A - Freezing Point (2.2.18) (requires Solution S),Identification B - Acid Value (2.5.1) (requires Solution S),Identification C,Identification D (requires Solution S),Lead (2.2.23, II),Loss on Drying (2.2.32),Microbial Contamination (2.6.12 & 2.6.13),Nickel (2.2.23, II),Particle-Size Distribution (2.9.31),Solution S,Specific Surface Area (2.9.26, I),Sulfates (requires Solution S),Thermogravimetry (2.2.34) | SCC / ISO 17025
8285 | Magnesium Stearate by FCC8/S3 - pg 682, 75 g | Assay,DESCRIPTION,Identification - Magnesium,Identification - Solidification Point,Lead,Loss on Drying | SCC / ISO 17025
8286 | Magnesium Stearate by JP16/S1 - pg 1057 & 2449, 25 g (*USP & EP harmonized) | Assay*,DESCRIPTION,Identification*,Loss on Drying <2.41>*,Microbial Limit <4.05>,Purity (1) Acid or Alkalinity*,Purity (2) Chloride <1.03>* (requires Identification),Purity (3) Sulfate <1.14>* (requires Identification),Purity (4) Heavy Metals <1.07>,Relative Content of Stearic Acid and Palmitic Acid* | SCC / ISO 17025
8287 | Magnesium Stearate by NF31/S1 - pg 2076, 25 g | Acidity or Alkalinity,Assay (requires Loss on Drying <731>),Cd, Pb and Ni by ICPMS (not validated),Chloride <221> (requires Preparation),Identification A - Magnesium <191>,Identification B,Limit of Cadmium,Limit of Lead,Limit of Nickel,Loss on Drying <731>,Microbial Enumeration Tests <61> andTests for Specified Microorganisms <62>,Preparation for Limit of Sulfate and/or Limit of Chloride,Relative Content of Stearic Acid and Palmitic Acid,Residual Solvents <467> (if required),Specific Surface Area <846>,Sulfate <221> (requires Preparation),USP Palmitic Acid RS., USP Stearic Acid RS. | SCC / ISO 17025
8288 | Magnesium Sulfate by USP36/S2 - pg 4189, 50 g | Assay (requires Loss on Ignition <733>),Heavy Metals <231>,Identification A - Magnesium <191> & Sulfate <191>,Limit of Chloride <221>,Limit of Iron <241>,Loss on Drying <731>,Loss on Ignition <733>,pH <791>,Residual Solvents <467> (if required),Selenium <291> | SCC / ISO 17025
8289 | Magnesium Sulfate Heptahydrate by EP7/S8 - pg 2421, 20 g | Acidity or Alkalinity (requires Solution S),Appearance of Solution (2.2.1 & 2.2.2, II) (requires Solution S),Arsenic (2.4.2),Assay (requires Loss on Drying (2.2.32)),CHARACTERS,Chlorides (2.4.4) (requires Solution S),Heavy Metals (2.4.8 A) (requires Solution S),Identification A - Sulfates (2.3.1),Identification B - Magnesium (2.3.1),Iron (2.4.9) (requires Solution S),Loss on Drying (2.2.32),Solution S | SCC / ISO 17025
8290 | Maize Starch by EP7/S8 - pg 2422, 50 g | CHARACTERS,Foreign Matter,Identification A,Identification B,Identification C (requires ID B),Iron (2.4.9),Loss on Drying (2.2.32),Microbial Contamination (2.6.12 & 2.6.13),Oxidising Substances (2.5.30),pH (2.2.3),Sulfated Ash (2.4.14),sulfur Dioxide (2.5.29) | SCC / ISO 17025
8291 | Malic Acid by EP7/S8 - pg 2424, 75 g | Appearance of Solution (2.2.1 & 2.2.2, II) (requires Solution S),Assay (requires Water),CHARACTERS,Heavy Metals (2.4.8, F),Identification A - Melting Point (2.2.14),Identification B - Infrared Absorption (2.2.24),Optical Rotation (2.2.7) (requires Solution S),Related Substances (2.2.29),Solution S,Sulfated Ash (2.4.14),Water (2.5.12),Water-Insoluble Substances | SCC / ISO 17025
8292 | Malic Acid by NF31/S2 - pg 2080, 80 g | Assay,Fumaric and Maleic Acids,Heavy Metals <231> II,Identification A - Infrared Absorption <197A>,Residual Solvents <467> (if required),Residue on Ignition <281>,USP Malic Acid RS., USP Fumaric Acid RS., USP Maleic Acid RS.,Water-Insoluble Substances | SCC / ISO 17025
8293 | Maltitol by EP7/S8 - pg 2425, 100 g | Appearance of Solution (2.2.1 & 2.2.2 II),Assay,Bacterial Endotoxins (2.6.14),CHARACTERS,Conductivity (2.2.38),EP Maltitol CRS., EP Sorbitol CRS.,Identification A (2.2.24),identification B - Melting Point (2.2.14),Identification C - Specific Optical Rotation (2.2.7) (requires Water),Identification D (2.2.27),Lead (2.4.10),Microbial Contamination (2.6.12 & 2.6.13),Nickel (2.4.15),Reducing Sugars,Related Substances (2.2.29),Water (2.5.12) | SCC / ISO 17025
8294 | Maltitol Solution by NF31/S2 - pg 2082, 20 g | Assay (requires Water Determination <921> I),Identification A,Identification B,Identification C - Limit of Diethylene Glycol and Ethylene Glycol ,Limit of Nickel (requires Water <921> I),Microbial Enumeration Tests <61> and Tests for Specific Microorganisms <62>,Nickel (by ICP-MS, not validated),pH <791>,Reducing Sugars (requires Water Determination <921> I),Residual Solvents <467> (if required),Residue on Ignition <281> (requires Water Determination <921> I),USP Diethylene Glycol RS, USP Ethylene Glycol RS, USP Maltitol RS., USP Sorbitol RS.,Water Determination <921> I | SCC / ISO 17025
8295 | Maltitol Syrup by FCC8/S3 - pg 689, 30 g | Assay (requires Water),DESCRIPTION,Identification A,Identification B,Lead (by ICPMS, not validated),Lead (requires Water),Nickel (by ICPMS, not validated),Nickel (requires Water),Pb, Ni (by ICPMS, not validated),pH,Reducing Sugars (requires Water),Residue on Ignition (Sulfated Ash) (requires Water),USP Maltitol RS., USP Sorbitol RS.,Water | SCC / ISO 17025
8296 | Maltitol, Liquid by EP7/S8 - pg 2427, 40 g | Appearance of Solution (2.2.1 & 2.2.2, II) (requires Solution S),Assay,CHARACTERS,Conductivity (2.2.38),EP Maltitol CRS., EP Sorbitol CRS.,Identification A (requires Assay),Identification B - Thin-Layer Chromatography (2.2.27),Identification C (2.2.27),Lead (2.4.10),Nickel (2.4.15),Reducing Sugars,Solution S,Water (2.5.12) | SCC / ISO 17025
8297 | Maltodextrin by EP7/S8 - pg 2428, 100 g | CHARACTERS,Dextrose Equivalent,FUNCTIONALITY RELATED CHARACTERISTICS,Heavy Metals (2.4.8, E) (requires Solution S),Identification A,Identification B,Identification C,Identification D,Loss on Drying (2.2.32),Microbial Contamination (2.6.12 & 2.6.13),Particle-Size Distribution (2.9.38),pH (2.2.3) (requires Solution S),Powder Flow (2.9.36),Solution S,Sulfated Ash (2.4.14),sulfur Dioxide (2.5.29) | SCC / ISO 17025
8298 | Maltodextrin by FCC8/S3 - pg 690, 200 g | Assay - Reducing Sugars Assay,DESCRIPTION,Identification,Lead (by ICPMS, not validated),Lead I,Protein (Total),Residue on Ignition (Sulfated Ash),Sulfur Dioxide,Total Solids | SCC / ISO 17025
8299 | Maltodextrin by NF31/S2 - pg 2084, 200 g | Assay - Dextrose Equivalent,Heavy Metals <231> II,Limit of Protein,Limit of Sulfur Dioxide,Loss on Drying <731>,Microbial Enumeration Tests <61> and Tests for Specified Microorganisms <62>,pH <791>,Residual Solvents <467> (if required),Residue on Ignition <281>,USP Dextrose RS. | SCC / ISO 17025
8300 | Maltol by FCC8/S3 - pg 691, 25 g | Assay (requires Water),DESCRIPTION,Identification - UV-Visible Absorption Spectrum,Melting Range or Temperature,Residue on Ignition (Sulfated Ash),USP Maltol RS.,Water | SCC / ISO 17025
8301 | Maltose Syrup Powder by JPE - 150 g (for Yamanouchi Pharma) | Arsenic, Chloride, Clarity and Color of Solution, Dextrin, Starch and Sulfite, Heavy Metals, Sulfate,Assay,Identification,Optical Rotation,pH,Purity,Residue on Ignition,Water | SCC / ISO 17025
8302 | Maltrin | Dextrose Equivalent,Heavy Metals <231> II,Residue on Ignition <281>,Sulfur Dioxide | SCC / ISO 17025
8303 | Manganese Chloride by USP36/S2 - pg 4196, 75 g | Assay (requires Loss on Drying <731>),Heavy Metals <231> I,Identification A - Chloride <191>,Identification B - Manganese <191>,Insoluble Matter,Iron <241>,Loss on Drying <731>,pH <791>,Residual Solvents <467> (if required),Substances Not Precipitated by Ammonium Sulfide,Sulfate <221>,Zinc | SCC / ISO 17025
8304 | Manganese Chloride Tetrahydrate by ACS10/S3 - pg 418, 100 g | Assay,Ca, Mg, K, Na, Zn (by ICPMS, not validated),Calcium, Magnesium, Potassium, Sodium, and Zinc,Heavy Metals,Insoluble Matter,Iron,pH of a 5% Solution at 25.0C,Sulfate | SCC / ISO 17025
8305 | Manganese Sulfate by FCC8/S3 - pg 697, 15 g | Arsenic,Assay,DESCRIPTION,Identification A - Manganese,Identification B - Sulfate,Lead,Loss on Heating,Selenium | SCC / ISO 17025
8306 | Manganese Sulfate by USP36/S2 - pg 4199, 8 g | Assay,Identification A - Manganese <191> ,Identification B - Sulfate <191>,Loss on Ignition <733>,Residual Solvents <467> (if required),Substances Not Precipitated by Ammonium Sulfide | SCC / ISO 17025
8307 | Manganese Sulfate Monohydrate by EP7/S8- pg 2430, 25 g | Appearance of Solution (2.2.1, II) (requires Solution S),Assay,CHARACTERS,Chlorides (2.4.4) (requires Solution S),Heavy Metals (2.4.8, A) (requires Solution S),Identification A - Sulfates (2.3.1, A) (requires Solution S),Identification B,Identification C,Iron (2.4.9) (requires Solution S),Loss on Ignition,Solution S,Zinc (requires Solution S) | SCC / ISO 17025
8308 | Mannitol by BP2013 - pg 1407, 250 g | Appearance of Solution (2.2.1 & 2.2.2, II),Assay (2.2.29) [requires Water (2.5.12)],Bacterial Endotoxins (2.6.14),CHARACTERS - Appearance,CHARACTERS - Solubility,Conductivity (2.2.38),EP Mannitol CRS.,Identification A - Specific Optical Rotation (2.2.7) [requires Water (2.5.12)],identification B - Melting Point (2.2.14),Identification C - Infrared Absorption (2.2.24),Identification D - Thin-Layer Chromatography (2.2.27),Lead (2.4.10),Lead, Nickel (by ICPMS, not validated),Microbial Contamination (2.6.12 & 2.6.13),Nickel (2.4.15),Reducing Sugars,Related Substances (2.2.29),Water (2.5.12) | SCC / ISO 17025
8309 | Mannitol by EP7/S8 - pg 2430, 250 g | Appearance of Solution (2.2.1 & 2.2.2, II),Assay (2.2.29) [requires Water (2.5.12)],Bacterial Endotoxins (2.6.14),CHARACTERS - Appearance,CHARACTERS - Solubility,Conductivity (2.2.38),EP Mannitol CRS.,Identification A - Specific Optical Rotation (2.2.7) [requires Water (2.5.12)],identification B - Melting Point (2.2.14),Identification C - Infrared Absorption (2.2.24),Identification D - Thin-Layer Chromatography (2.2.27),Lead (2.4.10),Lead, Nickel (by ICPMS, not validated),Microbial Contamination (2.6.12 & 2.6.13),Nickel (2.4.15),Reducing Sugars,Related Substances (2.2.29),Water (2.5.12) | SCC / ISO 17025
8310 | Mannitol by USP36/S2 - pg 4200, 50 g | Acidity,Arsenic <211> II,Assay (requires Loss on Drying <731>),Chloride <221>,Identification <197A>,Loss on Drying <731>,Melting Range or Temperature <741>,Reducing Sugars,Residual Solvents <467> (if required),Specific Rotation <781S> (requires Loss on Drying <731>),Sulfate <221>,USP Mannitol RS. | SCC / ISO 17025
8311 | Mannitol Injection by USP36/S2 - pg 4200, volume depends on concentration of injection, see monograph | Assay,Bacterial Endotoxins <85>,Identification A,Identification B,Other Requirements <1>,Particulate Matter <788>,pH <791>,Residual Solvents <467> (if required),Specific Rotation <781>,USP Endotoxin RS., USP Mannitol RS. | SCC / ISO 17025
8312 | Mass Spectrometry | 2.2.43 | SCC / ISO 17025
8313 | Mass Spectrometry - Capillary GCMS | <736> | SCC / ISO 17025
8314 | Materials Based on Plasticised Poly(Vinyl Chloride) for Tubing Used in Sets For the Transfusion of Blood and blood Components,Vinyl Chloride | 3.1.1.2 | SCC / ISO 17025
8315 | Mebendazole by USP36/S2 - pg 4204, 8 g | Assay (requires Loss on Drying <731>),Heavy Metals <231> II,Identification A <197A>,Loss on Drying <731>,Organic Impurities,Residual Solvents <467> (if required),Residue on Ignition <281>,USP Mebendazole RS. | SCC / ISO 17025
8316 | Mechanical Testing of Medical Devices and Polymers | Consulting and Testing | SCC / ISO 17025
8317 | Medical Air by USP | see Air, Medical | SCC / ISO 17025
8318 | Medical Device Development, Prototyping and Testing | R&D, Consulting and Testing | SCC / ISO 17025
8319 | Medium-Chain Triglycerides by USP or EP | see Triglycerides, Medical-Chain | SCC / ISO 17025
8320 | Medronic Acid for Radiopharmaceutical Preparations by EP7/S8 - pg 984, 3 g | Assay,Bacterial Endotoxins (2.6.14),CHARACTERS,EP Medronic Acid CRS., EP Medronic Acid Impurity A CRS., EP Medronic Acid Impurity B CRS.,Identification A - 1H Nuclear Magnetic Resonance Spectrometry (2.2.33),Identification B - Infrared Absorption Spectrophotometry (2.2.24),Impurities A and B - 1H Nuclear Magnetic Resonance Spectrometry (2.2.33),Loss on Drying (2.2.32),Phosphates (2.4.11) | SCC / ISO 17025
8321 | Medroxyprogesterone Acetate by USP36/S2 - pg 4216, 8 g | Assay (requires Loss on Drying <731>),Chromatographic Purity,Identification A - Infrared Absorption <197A>,Identification B - Ultraviolet Absorption <197U> (requires Loss on Drying <731>),Limit of Medroxyprogesterone Acetate Related Compound A,Loss on Drying <731>,Residual Solvents <467> (if required),Specific Rotation <781S> (requires Loss on Drying <731>),USP Medroxyprogesterone Acetate RS., USP Medroxyprogestrone Acetate Related Compound A RS. | SCC / ISO 17025
8322 | Mefenamic Acid by USP36/S2 - pg 4218, 8 g | Assay (requires Loss on Drying <731>),Chromatographic Purity,Heavy Metals <231> II,Identification A <197A>,Identification B,Loss on Drying <731>,Residual Solvents <467> (if required),Residue on Ignition <281>,USP Mefenamic Acid RS. | SCC / ISO 17025
8323 | Mefenamic Acid Capsules by USP36/S2 - pg 4219, check tests for amount | Assay,Dissolution <711>,Identification A <201>,Identification B,Residual Solvents <467> (if required),Uniformity of Dosage Units <905>,USP Mefenamic Acid RS. | SCC / ISO 17025
8324 | MEK by ACS | See 2-Butanone | SCC / ISO 17025
8325 | Melting Point - Capillary Method | 2.2.14 | SCC / ISO 17025
8326 | Melting Point - Instantaneous Method | 2.2.16 | SCC / ISO 17025
8327 | Melting Point - Open Capillary Method | 2.2.15 | SCC / ISO 17025
8328 | Melting Range or Temperature | <741> | SCC / ISO 17025
8329 | Menadione by USP36/S2 - pg 4234, 15 g | Assay (requires Loss on Drying),Identification A <197A>,Identification B <197U> (requires Loss on Drying),Loss on Drying <731>,Melting Range <741> I,Ordinary Impurities <466>,Residual Solvents <467> (if required),Residue on Ignition <281>,USP Menadione RS. | SCC / ISO 17025
8330 | Menthol by USP36/S2 - pg 4237, 50 g | Chromatographic Purity,Congealing Range of dl-Menthol <651>,Identification A,Limit of Nonvolatile Residue,Melting Range of l-Menthol <741>,Readily Oxidizable Substances in dl-Menthol,Residual Solvents <467> (if required),Specific Rotation <781S> | SCC / ISO 17025
8331 | Menthyl Anthranilate by USP | See Meradimate by USP | SCC / ISO 17025
8332 | Meperidine Hydrochloride by USP36/S2 - pg 4239, 10 g | Assay (requires Loss on Drying <731>),Chloride Content,Chromatographic Purity,Identification A <181> (requires Sample Preparation),Identification B - Chloride <191>,Identification C,Loss on Drying <731>,Melting Range <741>,Residual Solvents <467> (if required),Residue on Ignition <281>,Sample Preparation for <181>,USP Meperidine Hydrochloride RS. | SCC / ISO 17025
8333 | Meradimate by USP36/S2 - pg 4247, 15 mL | Acidity,Assay,Chromatographic Purity,Identification A - Infrared Absorption <197F>,Identification B - Ultraviolet Absorption <197U>,Refractive Index <831>,Residual Solvents <467> (if required),Specific Rotation <781S>,USP Meradimate RS. | SCC / ISO 17025
8334 | Mercaptopurine by USP36/S2 - pg 4248, 10 g | Assay (Requires Water <921> I),Identification A - Infrared Absorption <197A>,Identification B,Organic Impurities,Phosphorus,Reside on Ignition <281>,Residual Solvents <467> (if required),USP Didanosine Related Compound A RS., USP Mercaptopurine RS.,Water Determination <921> I | SCC / ISO 17025
8335 | Mercuric Bromide by ACS10/S3 - pg 424, 16 g | Chloride,Insoluble in Methanol,Residue After Reduction | SCC / ISO 17025
8336 | Mercuric Chloride by ACS10/S3 - pg 425, 16 g | Assay,Iron (requires Residue after Reduction),Residue After Reduction,Solution in Ethyl Ether | SCC / ISO 17025
8337 | Mercuric Nitrate Monohydrate or Dihydrate by ACS10/S3 - pg 427, 40 g | Assay,Chloride,Iron I (requires Residue after Reduction),Residue After Reduction,Sulfate | SCC / ISO 17025
8338 | Mercuric Oxide, Yellow by ACS10/S3 - pg 430 , 35 g | Assay,Chloride,Insoluble in Dilute Hydrochloric Acid,Iron (requires Residue after Reduction),Nitrogen Compounds,Residue After Reduction (requires Sample Solution A),Sample Solution A,Sulfate (requires Sample Solution A) | SCC / ISO 17025
8339 | Mercury | <261> | SCC / ISO 17025
8340 | Metal Particles in Ophthalmic Ointments | <751> | SCC / ISO 17025
8341 | Methacrylic Acid Copolymer by NF31/S2 - pg 2087, 100 g | Assay,Heavy Metals <231> II,Identification A - Infrared Absorption <197A>,Identification B,Limit of Monomers <621>,Loss on Drying <731>,Residual Solvents <467> (if required),Residue on Ignition <281>,Rotational Rheometer Methods <912>,USP Methacrylic Acid Copolymer, Type A RS. USP Methacrylic Acid Copolymer, Type B RS., USP Methacrylic Acid Copolymer, Type C RS. | SCC / ISO 17025
8342 | Methacrylic Acid Copolymer Dispersion by NF31/S2 - pg 2089, 250 g | Assay (requires Loss on Drying <731>),Coagulum Content,Heavy Metals <231> II,Identification A - Infrared Absorption <197A> (requires Loss on Drying <731>),Identification B,Limit of Monomers,Loss on Drying <731>,Microbial Enumeration Tests <61> and Tests for Specified Microorganisms <62>,pH <791>,Residual Solvents <467> (if required),Residue on Ignition <281>,Rotational Rheometer Methods <912>,USP Methacrylic Acid and Ethyl Acrylate Copolymer (1:1) RS (USP Methacrylic Acid Copolymer, Type C RS) | SCC / ISO 17025
8343 | Methadone Hydrochloride by USP36/S2 - pg 4280, 5 g | Assay (requires Loss on Drying <731>),Identification A - Infrared Absorption <197A>,Identification B - Chloride <191>,Loss on Drying <731>,Ordinary Impurities <466>,pH <791>,Residual Solvents <467> (if required),Residue on Ignition <281>,USP Methadone Hydrochloride RS. | SCC / ISO 17025
8344 | Methanol by ACS10/S3 - pg 436, 2 L | Assay (requires Water),Carbonyl Compounds,Color (APHA),Extraction-Concentration Suitability (requires UV Spec. also),Liquid Chromatography Suitability (requires UV Spec. also),Residue after Evaporation ,Solubility in Water,Substances Darkened by Sulfuric Acid,Substances Reducing Permanganate,Titrable Acid,Titrable Base,Ultraviolet Spectrophotometry ,Water I | SCC / ISO 17025
8345 | Methanol by EP7/S8 - pg 2463, 1 L | Absorbance (2.2.25),Acidity or Alkalinity,Appearance (2.2.1 & 2.2.2, II),CHARACTERS,Identification A (2.2.6),Identification B (2.2.24),Impurity A (2.2.28),Ph. Eur. Reference Spectrum of Methanol,Reducing Substances,Related Substances (2.2.28),Relative Density (2.2.5),Residue on Evaporation,Water (2.2.12) | SCC / ISO 17025
8346 | Methanol by NF | see Methyl Alcohol | SCC / ISO 17025
8347 | Methenamine by USP36/S2 - pg 4287, 25 g | Ammonium Salts,Assay,Chloride <221>,Heavy Metals <231> I,Identification A <197A>,Identification B,Loss on Drying <731>,Residual Solvents <467> (if required),Residue on Ignition <281>,Sulfate,USP Methenamine RS. | SCC / ISO 17025
8348 | Methenamine Mandelate by USP36/S2 - pg 4290, 25 g | Assay (requires Loss on Drying <731>),Chloride <221>,Heavy Metals <231>,Identification A - Infrared Absorption <197A>,Loss on Drying <731>,Mendelic Acid Content,Residual Solvents <467> (if required),Residue on Ignition <281>,Sulfate,USP Methenamine Mandelate RS. | SCC / ISO 17025
8349 | Methionine by EP7/S8 - pg 2466, 25 g | Ammonium (2.4.1),Appearance of Solution (2.2.1 & 2.2.2, II) (requires Solution S),Assay (requires Loss on Drying (2.2.32)),CHARACTERS,Chlorides (requires Solution S),EP Methionine CRS.,Heavy Metals (2.4.8, C),Identification A (requires Loss on Drying),Identification B (2.2.24),Identification C,Identification D,Iron (2.4.9),Loss on Drying (2.2.32),Ninhydrin-Positive Substances (2.2.27),pH (2.2.3) (requires Solution S),Solution S,Specific Optical Rotation (2.2.7) (requires Loss on Drying (2.2.32)),Sulfated Ash (2.4.14),Sulfates (2.4.13) | SCC / ISO 17025
8350 | Methionine by USP36/S2 - pg 4293, 25 g | Assay (requires Loss on Drying <731>),Chloride <221>,Heavy Metals <231> I,Identification A - Infrared Absorption <197A>,Iron <241>,Loss on Drying <731>,pH <791>,Related Compounds,Residual Solvents <467> (if required),Residue on Ignition <281>,Specific Rotation <781S> (requires Loss on Drying <731>),Sulfate <221>,USP L-Methionine RS., USP L-Serine RS. | SCC / ISO 17025
8351 | Method I, Method II,Ethylene Oxide and Dioxane | <228> | SCC / ISO 17025
8352 | Method I,Method II,Method III,Method IV,Method V,Sulfur Dioxide | <525> | SCC / ISO 17025
8353 | Method I,Specific Gravity | <841> | SCC / ISO 17025
8354 | Method I. Spindle Rheometers (Relative Rheometers-Spindle Viscometers), Method II. Concentric Cylinder Rheometers, Method III. Cone-and-Plate Rheometers,Rotational Rheometer Methods | <912> | SCC / ISO 17025
8355 | Method Ia (Direct Titration), Method Ib (Residual Titration), Method Ic (Coulometric Titration), Method II (Azeotropic-toluene Distillation), Method III (Gravimetric),Water Determination | <921> | SCC / ISO 17025
8356 | Method II, Acid Value ( Free Fatty Acids) - Method I, Acid Value ( Free Fatty Acids) - Method II, Anisidine Value, Content of Total Omega-3 Acids (requires Omega-3 Fatty Acids Determination and Profile), Ester Value, Fatty Acid Composition, Hydroxyl Value, Iodine Value - Method I, Melting Temperature <741>, Omega-3 Fatty Acids Determination and Profile, Peroxide Value, Saponification Value, Solidification Temperature of Fatty Acids, Specific Gravity <841>, Sterol Composition, Total Oxidation Value (TOTOX), Trace Metals, Unsaponifiable Matter, Water and Sediment in Fixed Oils,Fats and Fixed Oils | <401> | SCC / ISO 17025
8357 | Method II, Dithiocarbamates (as CS2), Quantitative Analysis of Organochlorine and Pyrethroid Insecticides, Quantitative Analysis of Organophosphorus Insecticides,Acid-Insoluble Ash, Alcohol-Soluble Extractives, Crude Fiber, Foreign Organic Matter, General Method for Pesticide Residues Analysis, Starch Content - Method I,Test for Aflatoxins, Total Ash, Volatile Oil Determination, Water Content <921>, Water-Soluble Ash, Water-Soluble Extractives,Articles of Botanical Origin | <561> | SCC / ISO 17025
8358 | Method II, Method II ,Bulk Density - Method I,Tapped Density - Method I | <616> | SCC / ISO 17025
8359 | Method II, Method III,Heavy Metals - Method I | <231> | SCC / ISO 17025
8360 | Method II,Arsenic - Method I | <211> | SCC / ISO 17025
8361 | Method II,Distilling Range - Method I | <721> | SCC / ISO 17025
8362 | Method II,Nitrogen Determination - Method I | <461> | SCC / ISO 17025
8363 | Method IIa or IIb,Alcohol Determination - Method I | <611> | SCC / ISO 17025
8364 | Methotrexate by EP7/S8 - pg 2467, 5 g | Assay [requires Water (2.5.12)],CHARACTERS,Enantiomeric Purity (2.2.29),EP Methotrexate CRS., EP Methotrexate Impuirity C CRS., EP Methotrexate Impurity D CRS., EP Methotrexate Impurity E CRS., EP Methotrexate for Peak Identification CRS.,Heavy Metals (2.4.8, C),Identification (2.2.24),Related Substances (2.2.29),Sulfated Ash (2.4.14),Water (2.5.12) | SCC / ISO 17025
8365 | Methotrexate by USP36/S2 - pg 4298, 5 g ***SEE ERRATA*** | Assay (requires Water Determination <921> I),Enantiomeric Purity,Heavy Metals <231> II,Identification A - Infrared Absorption <197A>,Identification B - Ultraviolet Absorption <197U>,Related Compounds,Residual Solvents <467> (if required),Residue on Ignition <281>,USP Methotrexate RS., USP Methotrexate Related Compound B RS., USP Methotrexate Related Compound C RS., USP Methotrexate Related Compound E RS., USP Methotrexate System Suitability Mixture RS., USP R-Methotrexate RS.,Water Determination <921> I | SCC / ISO 17025
8366 | Methoxy Determination | <431> | SCC / ISO 17025
8367 | Methyl Alcohol by NF31/S2 - pg 2095, 1 L | Acetone and Aldehydes (as Acetone),Acidity,Alkalinity (as Ammonia),Assay (requires USP Acetone RS. & USP Methyl Alcohol RS.),Identification A - Infrared Absorption <197F> (requires USP Methyl Alcohol RS.),Identification B,Nonvolatile Residue,Readily Carbonizable Substances <271>,Readily Oxidizable Substances,Residual Solvents <467> (if required),USP Acetone RS., USP Methyl Alcohol RS.,Water Determination <921> I | SCC / ISO 17025
8368 | Methyl Ethyl Ketone by ACS10/S3 | Use 2-Butanone by ACS10/S3 | SCC / ISO 17025
8369 | Methyl Parahydroxybenzoate by EP7/S8 - pg 2477, 10 g | Acidity (requires Solution S),Appearance of Solution (2.2.1 & 2.2.2, II) (requires Solution S),Assay,CHARACTERS,EP Methyl Parahydroxybenzoate CRS.,Identification A (2.2.14),Identification B (2.2.24),Identification C (2.2.27),Related Substances (2.2.29),Solution S,Sulfated Ash (2.4.14) | SCC / ISO 17025
8370 | Methyl tert-Butyl Ether by ACS10/S3 - pg 444, 2 L | Assay (requires Water),Color (APHA),Extraction-Concentration Suitability,GENERAL DESCRIPTION,Peroxide,Residue After Evaporation (requires Peroxide),Ultraviolet Spectrophotometry,Water 1 | SCC / ISO 17025
8371 | Methyl, Ethyl and Isopropyl Methanesulfonate in Active Substances | 2.5.38 | SCC / ISO 17025
8372 | Methylbenzene by ACS | use Toluene by ACS | SCC / ISO 17025
8373 | Methylcellulose by USP36/S2 - pg 4312, 35 g | Method 1, Method 2,Assay,Heavy Metals <231> III,Identification A,Identification B,Identification C,Identification D (requires Identification B),Identification E (requires Identification A),Loss on Drying <731>,pH,Residual Solvents <467> (if required),Residue on Ignition <281>,Viscosity <911> | SCC / ISO 17025
8374 | Methylcellulose, Hydroxypropyl by USP | See Hydroxypropyl Methylcellulose | SCC / ISO 17025
8375 | Methylene Blue by USP36/S2 - pg 4320, 10 g | Arsenic (by ICPMS, not validated),Arsenic <211> I,Assay (requires Loss on Drying <731> & USP Methylene Blue RS.),Chromatographic Purity,Copper or Zinc,Identification - Infrared Absorption <197A>,Loss on Drying <731>,Residual Solvents <467> (if required),Residue on Ignition <281>,USP Methylene Blue RS. | SCC / ISO 17025
8376 | Methylene Chloride by ACS10/S3 - pg 288, 1 L | Assay (requires Water),Color APHA,Extraction-Concentration Suitability,Free Halogens,Liquid Chromatography Suitability,Residue after Evaporation,Titrable Acid,Ultraviolet Spectrophotometry,Water II | SCC / ISO 17025
8377 | Methylene Chloride by EP7/S8 - pg 2474, 500 mL | Acidity,Appearance (2.2.1 & 2.2.2, II),CHARACTERS,EP Methylene Chloride CRS.,Ethanol, 2-Methylbut-2-ene and Volatile Impurities (2.2.28) (MODIFIED),Free Chlorine,Heavy Metals (2.4.8, A),Identification A,Identification B,Identification C (2.2.24),Identification D,Identification E - Chlorides (2.3.1, a),Refractive Index (2.2.6),Relative Density (2.2.5),Residue on Evaporation,Water (2.5.32) | SCC / ISO 17025
8378 | Methylene Chloride by FCC8/S3 - pg 761, 1 L | Acidity (as HCl),Assay,DESCRIPTION,Distillation Range,Free Halogens,Lead,Lead (by ICPMS, not validated),Nonvolatile Residue,Specific Gravity,Water | SCC / ISO 17025
8379 | Methylene Chloride by NF31/S2 - pg 2096, 500 mL | Assay,Free Chlorine,Heavy Metals <231> I,Identification A,Limit of Hydrogen Chloride,Limit of Nonvolatile Residue,Residual Solvents <467> (if required),Specific Gravity <841>,Water Determination <921> I | SCC / ISO 17025
8380 | Methylparaben by NF31/S2 - pg 2097, 25 g | Acidity,Assay,Color of Solution <631>,Identification A - Infrared Absorption <197A>,Identification B - Melting Range or Temperature <741>,Related Substances,Residual Solvents <467> (if required),Residue on Ignition <281>,USP Methylparaben RS. | SCC / ISO 17025
8381 | Methylparaben Sodium by NF31/S2 - pg 2098, 15 g | Assay (requires Water Determination <921> I),Chloride <221>,Completeness of Solution <641>,Identification A,Identification B,pH <791>,Residual Solvents <467> (if required),Sulfate <221>,USP Methylparaben RS.,Water Determination <921> I | SCC / ISO 17025
8382 | Methylpentoses in Polysaccharide Vaccines | 2.5.21 | SCC / ISO 17025
8383 | Methylphenidate Hydrochloride by USP36/S2 - pg 6652, 5 g | Assay (requires Loss on Drying <731>),Heavy Metals <275> II,Identification A - Infrared Absorption <197A>,Identification B - Chloride <191>,Loss on Drying <731>,Organic Impurities - Procedure 1,Organic Impurities - Procedure 2,Residual Solvents <467> (if required),Residue on Ignition <281>,USP Methylphenidate Hydrochloride Erythro Isomer Soution RS., USP Methylphenidate Hydrochloride RS., USP Methylphenidate Related Compound A RS. | SCC / ISO 17025
8384 | Methylprednisolone Acetate by USP36/S2 - pg 4330, 4 g | Assay (requires Loss on Drying <731>),Chromatographic Purity,Identification A - Infrared Absorption <197A>,Identification B <197U> (requires Loss on Drying <731>),Loss on Drying <731>,Residual Solvents <467> (if required),Residue on Ignition <281>,Specific Rotation <781S> (requires Loss on Drying <731>),USP Methylprednisolone Acetate RS. | SCC / ISO 17025
8385 | Methylprednisolone by USP36/S2 - pg 4329, 4 g | Assay (requires Loss on Drying <731>),Chromatographic Purity,Identification A <197A>,Identification B <197U> (requires Loss on Drying <731>),Identification C,Loss on Drying <731>,Residual Solvents <467> (if required),Residue on Ignition <281>,Specific Rotation <781S>,USP Methylprednisolone RS. | SCC / ISO 17025
8386 | Methylrosanilinium Chloride by EP7/S8 - pg 2487, 10 g | Assay (requires Water),CHARACTERS,EP Methylrosanilinium Chloride CRS., EP Methylrosanilinium for System Suitability CRS.,Identification A (2.2.24),Identification B (2.2.27),Identification C,N,N-Dimethylaniline (2.4.26, A),Pentamethyl-p-rosanilinium (2.2.29),Related Substances (2.2.29),Substances Insoluble in Ethanol (90 per cent V/V),Sulfated Ash (2.4.14),Water (2.5.12) | SCC / ISO 17025
8387 | Methylsulfonylmethane by USP36/S2 - Dietary Supplements - pg 1536, 30 g | Absence of Specified Microorganisms <2022>,Assay (requires Water <921> I ),Chromatographic purity and limit of dimethyl sulfoxide,Heavy Metals <231> I,Identification A - Infrared Absorption <197A>,Identification B,Melting Range or Temperature <741>,Microbial Enumeration <2021>,Residual Solvents <467> (if required),USP Methylsulfonylmethane RS, USP Dimethyl Sulfoxide RS,Water Determination <921> I | SCC / ISO 17025
8388 | Methyltestosterone by USP36/S2 - pg 4334, 5 g | Assay (requires Loss on Drying <731>),Chromatographic Purity,Identification A - Infrared Absorption <197A>,Identification B - Ultraviolet Absorption <197U>,Loss on Drying <731>,Melting Range <741>,Residual Solvents <467> (if required),Specific Rotation <781S> (requires Loss on Drying <731>),USP Methyltestosterone RS., USP Testosterone RS. | SCC / ISO 17025
8389 | Methylthymol Blue Sodium Salt by ACS10/S3 - pg 446, 4 g | Clarity of Solution,Suitability as a Metal Indicator,Visual Transition Interval | SCC / ISO 17025
8390 | Metoclopramide Hydrochloride by USP36/S2 - pg 4338, 10 g | Assay (requires Water),Chromatographic Purity,Identification A <197A>,Identification B,Identification C,Residual Solvents <467> (if required),Residue on Ignition <281>,USP Metoclopramide Hydrochloride RS.,Water <921> I | SCC / ISO 17025
8391 | Metronidazole Benzoate by EP7/S8 - pg 5014, 20 g | Acidity,Appearance of Solution (2.2.1 & 2.2.2),Assay (requires Loss on Drying (2.2.32)),CHARACTERS,EP Metronidazole CRS, EP Metronidazole Impurity A CRS (Impurity B), EP Benzoic Acid RS (Impurity C),Heavy Metals (2.4.8, C),Identification A - Melting Point (2.2.14),Identification B - UV (2.2.25),Identification C - IR (2.2.24),Identification D - Primary Aromatic Amines (2.3.1),Loss on Drying (2.2.32),Ph. Eur. Reference Spectrum of Metronidazole Benzoate,Related Substances (2.2.29),Sulfated Ash (2.4.14) | SCC / ISO 17025
8392 | Miconazole Nitrate by USP36/S2 - pg 4364, 6 g | Assay (requires Loss on Drying <731>),Identification A <197A>,Identification B <197U>,Loss on Drying <731>,Related Compounds,Residual Solvents <467> (if required),Residue on Ignition <281>,USP Miconazole Nitrate RS., USP Econazole Nitrate RS. | SCC / ISO 17025
8393 | Microcrystalline Cellulose by NF/EP | See Cellulose, Microcrystalline | SCC / ISO 17025
8394 | Midazolam by BP2013 - pg 1505, 5 g | Appearance of Solution (2.2.1 & 2.2.2, II),Assay (2.2.20) [requires Loss on Drying (2.2.32)],CHARACTERS - Appearance,CHARACTERS - Solubility,EP Midazolam CRS., EP Midazolam for System Suitability CRS., EP Midazolam Impurity C CRS.,Identification A - Melting Point (2.2.14),Identification B - Infrared Absorption Spectrophotometry (2.2.24),Identification C,Identification D,Identification E - Chlorides (2.3.1, a) (requires Identification D),Impurity C (2.2.27),Loss on Drying (2.2.32),Related Substances (2.2.29),Sulfated Ash (2.4.14) | SCC / ISO 17025
8395 | Midazolam by USP36/S2 - pg 4366, 5 g | Assay (requires Loss on Drying <731>),Identification A - Infrared Absorption <197A>,Identification B,Loss on Drying <731>,Organic Impurities,Residual Solvents <467> (if required),Residue on Ignition <281>,USP Midazolam RS. | SCC / ISO 17025
8396 | Mineral Oil by EP | See Paraffin, Liquid | SCC / ISO 17025
8397 | Mineral Oil by USP36/S2 - pg 4372, 750 mL ***SEE ERRATA*** | Acidity,Identification A <197F>,Identification B,Limit of Polycyclic Aromatic Hydrocarbons,Limit of Sulfur Compounds,Readily Carbonizable Substances <271>,Residual Solvents <467> (if required),Solid Paraffin,Specific Gravity <841>,USP Mineral Oil RS., USP Naphthalene RS.,Viscosity <911> | SCC / ISO 17025
8398 | Mineral Oil, Light by NF31/S2 - pg 2100, 750 mL | Acidity,Identification A - Infrared Absorption <197F>,Identification B,Limit of Polycyclic Aromatic Hydrocarbons,Limit of Sulfur Compounds,Readily Carbonizable Substances Test <271>,Residual Solvents <467> (if required),Solid Paraffin,Specific Gravity <841>,USP Mineral Oil RS., USP Naphthalene RS.,Viscosity - Capillary Viscometer Methods <911> | SCC / ISO 17025
8399 | Minimum Fill | <755> | SCC / ISO 17025
8400 | Minocycline Hydrochloride by USP36/S2 - pg 4373, 30 g | Assay (Requires Water <921> I),Bacterial Endotoxins Test <85>,Crystallinity <695>,Heavy Metals <231> II,Identification - Infrared Absorption <197A>,Organic Impurities,pH <791>,Residual Solvents <467> (if required),Residue on Ignition <281>,Sterility Tests <71>,USP Minocycline Hydrochloride RS.,Water Determination <921> I | SCC / ISO 17025
8401 | Minoxidil by USP36/S2 - pg 4378, 75 g | Assay (requires Loss on Drying <731>),Heavy Metals <231> II,Identification A - Infrared Absorption <197A>,Loss on Drying <731>,Organic Impurities,Residual Solvents <467> (if required),Residue on Ignition <281>,USP Minoxidil RS. | SCC / ISO 17025
8402 | Mitomycin by USP36/S2 - pg 6021, 5 g | Assay,Bacterial Endotoxins Test <85>,Crystallinity <695>,Identification A <197A>,Identification B (requires Assay),pH <791>,Residual Solvents <467> (if required),Sterility <71>,USP Mitomycin RS.,Water Determination <921> I | SCC / ISO 17025
8403 | Modified Cellulose by FCC | see Hydroxypropyl Cellulose | SCC / ISO 17025
8404 | Molecular Mass Distribution in Dextrans | 2.2.39 | SCC / ISO 17025
8405 | Mometasone Furoate by EP7/S8 - pg 2523, 15 g | Assay (2.2.25) [requires Loss on Drying (2.2.32)],CHARACTERS - Appearance,CHARACTERS - Melting Point,CHARACTERS - Solubility,EP Mometasone Furoate CRS., EP Anhydrous Beclometasone Dipropionate CRS.,Identification A - Infrared Absorption Spectrophotometry (2.2.24),Identification B - Thin-Layer Chromatography (2.2.27),Identification C,Identification D - Chlorides (2.3.1, a),Loss on Drying (2.2.32),Related Substances (2.2.29),Specific Optical Rotation (2.2.7) [requires Loss on Drying (2.2.32)] | SCC / ISO 17025
8406 | Mometasone Furoate by USP36/S2 - pg 4394, 15 g | Assay (requires Loss on Drying <731>),Heavy Metals <231> II,Identification A - Infrared Absorption <197A>,Identification B,Loss on Drying <731>,Organic Impurities,Residual Solvents <467> (if required),Residue on Ignition <281>,Specific Rotation <781S> (requires Loss on Drying <731>),USP Mometasone Furoate RS. | SCC / ISO 17025
8407 | Mono- and Di-glycerides by NF31/S2 - pg 2101, 150 g | Acid Value <401>,Arsenic <211> II,Assay - Monoglycerides,Heavy Metals <231> II,Hydroxyl Value <401>,Iodine Value <401>,Limit of Free Glycerin,Residual Solvents <467> (if required),Residue on Ignition <281>,Saponification Value <401>,USP Glycerin RS. | SCC / ISO 17025
8408 | Monobasic Sodium Phosphate by USP | see Sodium Phosphate, Monobasic | SCC / ISO 17025
8409 | Monobenzone by USP36/S2 - pg 4402, 10 g | Assay (requires Loss on Drying <731>),Identification A <197A>,Identification B <197U>,Identification C,Loss on Drying <731>,Melting Range <741> I,Residual Solvents <467> (if required),Residue on Ignition <281>,USP Monobenzone RS | SCC / ISO 17025
8410 | Monoethanolamine by ACS10/S3 | Use 2-Aminoethanol | SCC / ISO 17025
8411 | Monoethanolamine by NF31/S2 - pg 2101, 20 g | Assay,Distilling Range <721> II,Identification A - Infrared Absorption <197A>,Residual Solvents <467> (if required),Residue on Ignition <281>,Specific Gravity <841>,USP Monoethanolamine RS. | SCC / ISO 17025
8412 | Monosodium Glutamate by NF31/S2 - pg 2103, 35 g | Assay,Chloride <221>,Clarity and Color of Solution,Heavy Metals <231> II,Identification A,Identification B,Identification C - Sodium <191>,Lead <251>,Loss on Drying <731>,pH <791>,Residual Solvents <467> (if required),Specific Rotation <781S> | SCC / ISO 17025
8413 | Monosodium L-Glutamate by FCC8/S3 - pg 777, 25 g | Assay (requires Loss on Drying),Chloride,Clarity and Color of Solution,DESCRIPTION - Appearance,DESCRIPTION - pH,DESCRIPTION - Solubility,Identification - Infrared Spectra,Lead,Loss on Drying,Optical (Specific) Rotation (requires Loss on Drying) | SCC / ISO 17025
8414 | Morphine Sulfate by EP7/S8 - pg 2527, 10 g | Acidity or Alkalinity (requires Solution S),Appearance of Solution (2.2.1 & 2.2.2, II) (requires Solution S),Assay,CHARACTERS,EP Morphine Sulfate CRS., EP Morphine for System Suitability CRS.,Identification A (2.2.24),Identification B (2.2.25),Identification C,Identification D - Alkaloids (2.3.1),Identification E - Sulfates (2.3.1),Iron (2.4.9) (requires Sulfated Ash (2.4.14)),Related Substances (2.2.29),Solution S,Specific Optical Rotation (2.2.7) (requires Solution S & Water (2.5.12)),Sulfated Ash (2.4.14),Water (2.5.12) | SCC / ISO 17025
8415 | Morphine Sulfate by USP36/S2 - pg 4407, 7 g | Acidity,Ammonium Salts,Assay (Requires Water <921> I),Chloride,Identification A - Infrared Absorption <197A>,Identification B,Identification C,Identification D - Sulfate <191>,Limit of Foreign Alkaloids,Residual Solvents <467> (if required),Residue on Ignition <281>,Specific Rotation <781S> (requires Water <921> I),USP Morphine Sulfate RS.,Water <921> I | SCC / ISO 17025
8416 | Morphine Sulfate Injection by USP36/S2 - pg 6657, see tests for volume needed | Assay,Bacterial Endotoxins Test <85>,Identification A,Identification B - Sulfate <191>,Other Requirements <1>,Particulate Matter in Injections <788>,pH <791>,Residual Solvents <467> (if required),USP Endotoxin RS., USP Morphine Sulfate RS. | SCC / ISO 17025
8417 | MTBE | See Methyl tert-Butyl Ether by ACS | SCC / ISO 17025
8418 | N-(1-Naphthyl)ethylenediamine Dihydrochloride by ACS10/S3 - pg 453, 10 g | Sensitivity to Sulfanilamide,Solubility,Water I | SCC / ISO 17025
8419 | N,N-Dimethylacetamide by USP36 - Reagents Specifications - pg 1161, 1 L | DESCRIPTION | SCC / ISO 17025
8420 | N,N-Dimethylaniline | 2.4.26 A | SCC / ISO 17025
8421 | N,N-Dimethylaniline | 2.4.26 B | SCC / ISO 17025
8422 | N,N-Dimethylformamide by ACS10/S3 - pg 293, 250 mL | Assay (requires Water II),Color (APHA),GENERAL DESCRIPTION,Residue after Evaporation ,Titrable Acid,Titrable Base,Ultraviolet Spectrophotometry ,Water I (not validated),Water II | SCC / ISO 17025
8423 | n-Acetyltryptophan by EP7/S8 - pg 1319 | Related Substances (2.2.29) | SCC / ISO 17025
8424 | Naltrexone Hydrochloride by USP36/S2 - pg 4441, 10 g | Assay (requires Water <921> I & Limit of Total Solvents),Completeness of Solution <641>,Content of Chloride,Heavy Metals <231> II,Identification <197A>,Limit of Total Solvents (requires Water <921> I),Related Compounds,Residual Solvents <467> (if required),Residue on Ignition <281>,Specific Rotation <781S> (requires Water <921> I & Limit of Total Solvents),USP Naltrexone RS., USP Naltrexone Related Compound A RS.,Water <921> I | SCC / ISO 17025
8425 | Nandrolone Decanoate by USP36/S2 - pg 4443, 5 g | Assay (requires Loss on Drying <731>),Chromatographic Purity,Completeness and Clarity of Solution,Identification A <197A>,Identification B <197U> (requires Loss on Drying <731>),Identification C <621>,Loss on Drying <731>,Melting Range <741>,Residual Solvents <467> (if required),Specific Rotation <781S> (requires Loss on Drying <731>),USP Nandrolone RS., USP Nandrolone Decanoate RS. | SCC / ISO 17025
8426 | Naphazoline Hydrochloride by EP7/S8 - pg 2552, 5 g | Acidity or Alkalinity (requires Solution S),Appearance of Solution (2.2.1 & 2.2.2, II) (requires Solution S),Assay [requires Loss on drying (2.2.32)],CHARACTERS - Appearance, Solubility, & Melting Point,EP Naphazoline Hydrochloride CRS.,Identification A (2.2.25),Identification B - Infrared Absorption Spectrophotometry (2.2.24),Identification C - Chlorides (2.3.1, a),Loss on Drying (2.2.32),Related Substances (2.2.29),Solution S,Sulfated Ash (2.4.14) | SCC / ISO 17025
8427 | Naphazoline Hydrochloride by USP36/S2 - pg 4446, 5 g | Assay (requires Loss on Drying <731>),Identification A - Infrared Absorption <197A>,Identification B - Ultraviolet Absorption <197U> (requires Loss on Drying <731>),Identification C - Chloride <191>,Loss on Drying <731>,Ordinary Impurities <466>,pH <791>,Residual Solvents <467> (if required),Residue on Ignition <281>,USP Naphazoline Hydrochloride RS. | SCC / ISO 17025
8428 | n-Butyl Acetate by ACS10/S3 - pg 217, 500 mL | Assay and n-Butyl Alcohol (requires Water),Color (APHA),Residue after Evaporation,Substances Darkened by Sulfuric Acid,Titratable Acid,Water I | SCC / ISO 17025
8429 | Near-Infrared Spectrometry | 2.2.40 | SCC / ISO 17025
8430 | Niacin by USP36/S2 - pg 4497, 25 g | Assay (requires Loss on Drying <731>),Chloride <221>,Heavy Metals <231> I,Identification A - Infrared Absorption <197A>,Identification B - Ultraviolet Absorption <197U>,Loss on Drying <731>,Ordinary Impurities <466>,Residual Solvents <467> (if required),Residue on Ignition <281>,Sulfate <221>,USP Niacin RS. | SCC / ISO 17025
8431 | Niacin or Niacinamide Assay - Chemical Method | <441> | SCC / ISO 17025
8432 | Niacinamide Ascorbate by FCC8/S3 - pg 795, 50 g | Assay - Ascorbic Acid (requires Loss on Drying),Assay - Niacinamide (requires Loss on Drying),Assay - Total of Ascorbic Acid and Niacinamide (requires Loss on Drying),DESCRIPTION,Identification A,Identification B - Infrared Absorption,Lead,Lead (by ICPMS, not validated),Loss on Drying,Melting Range or Temperature,Residue on Ignition (Sulfated Ash),USP Niacinamide RS., USP Ascorbic Acid RS. | SCC / ISO 17025
8433 | Niacinamide by FCC8/S3 - pg 794, 50 g | Assay (requires Loss on Drying),DESCRIPTION,Identification - Infrared Absorption,Identification - UV Absorbance,Lead,Lead (by ICPMS, not validated),Loss on Drying,Melting Range or Temperature,Readily Carbonizable Substances,Residue on Ignition (Sulfated Ash),USP Niacinamide RS. | SCC / ISO 17025
8434 | Niacinamide by USP36/S2 - pg 4500, 20 g | Assay (requires Loss on Drying <731>),Heavy Metals <231> II,Identification A - Infrared Absorption <197A>,Identification B - Ultraviolet Absorption <197U>,Loss on Drying <731>,Melting Range or Temperature <741>,Readily Carbonizable Substances <271>,Residual Solvents <467> (if required),Residue on Ignition <281>,USP Niacinamide RS. | SCC / ISO 17025
8435 | Nickel in Hydrogenated Vegetable Oils | 2.4.31 | SCC / ISO 17025
8436 | Nickel in Polyols | 2.4.15 | SCC / ISO 17025
8437 | Nickel Sulfate Hexahydrate by ACS10/S3 - pg 458, 100 g | Assay,Ca, Co, Cu, Fe, Mg, Mn, K, Na (by ICPMS, not validated),Chloride,Insoluble Matter,Nitrogen Compounds | SCC / ISO 17025
8438 | Nicotine by USP36/S2 - pg 4501, 10 g | Assay (Requires Water <921> I),Chromatographic Purity,Heavy Metals <231> II,Identification - Ultraviolet Absorption <197U>,Residual Solvents <467> (if required) See note,Specific Rotation <781S>,USP Nicotine Bitartrate Dihydrate RS.,Water <921> I | SCC / ISO 17025
8439 | Nicotinic Acid by USP | use Niacin | SCC / ISO 17025
8440 | Nimodipine by EP7/S8 - pg 2578, 10 g | Appearance of Solution (2.2.1),Assay,Identification (2.2.24),Loss on Drying (2.2.32),Nimodipine CRS, Nimodipine Impurity A CRS,Optical Rotation (2.2.7),Related Substances (2.2.29),Solution S,Sulfated Ash (2.4.14) | SCC / ISO 17025
8441 | Ninhydrin by ACS10/S3 - pg 459, 2 g | Identification and Melting Point,Sensitivity to Amino Acids (requires Solubility),Solubility | SCC / ISO 17025
8442 | Nitrite Titration | <451> | SCC / ISO 17025
8443 | Nitrogen 97 Percent by NF31/S2 - pg 2108, small cylinder under pressure | Assay,Carbon Dioxide,Carbon Monoxide,Identification A,Limit of Nitric Oxide and Nitrogen Dioxide,Limit of Oxygen,Odor,Sulfur Dioxide | SCC / ISO 17025
8444 | Nitrogen by EP8 - pg 2863, small cylinder under pressure for Assay | Assay (2.2.28),Carbon Dioxide (2.1.6),Carbon Dioxide (2.5.24),Carbon Monoxide (2.1.6),Carbon Monoxide (2.5.25),CHARACTERS,Identification,Identification A,Identification B,Identification C,Oxygen,PRODUCTION,TESTS,Water (2.5.28),Water Vapour (2.1.6) | SCC / ISO 17025
8445 | Nitrogen by FCC8/S3 - pg 798, small cylinder under pressure | Assay,Carbon Dioxide,Carbon Monoxide,DESCRIPTION,Flame Test,Oxygen (requires Assay),Water | SCC / ISO 17025
8446 | Nitrogen by NF31/S2 - pg 2107, small cylinder under pressure | Assay,Carbon Monoxide,Identification A,Limit of Oxygen,Odor | SCC / ISO 17025
8447 | Nitrogen Monoxide and Nitrogen Dioxide in Medicinal Gases | 2.5.26 | SCC / ISO 17025
8448 | Nonoxynol 9 by USP36/S2 - pg 4259, 50 g | Acid Value <401>,Assay,Cloud Point,Free Ethylene Oxide by SOP 13243, Rev 1 (modified column & modified assay of standard - validated),Identification A,Identification B,Limit of Dioxane by SOP 15191, Rev 1 (modified - validated - Isotope Dilution GCMS),Polyethylene Glycol,Residual Solvents <467> (if required),USP Nonoxynol 9 RS.,Water <921> I | SCC / ISO 17025
8449 | Nonpareil-101 by JPE | use Sucrose Starch Spheres | SCC / ISO 17025
8450 | Noscapine by BP2013 - pg 1618, 10 g | Appearance of Solution (2.2.1 & 2.2.2, II),Assay (2.2.20) [requires Loss on Drying (2.2.32)],CHARACTERS - Appearance,CHARACTERS - Solubility,EP Noscapine CRS.,Identification A - Specific Optical Rotation [requires Loss on Drying (2.2.32),identification B - Melting Point (2.2.14),Identification C - Infrared Absorption Spectrophotometry (2.2.24),Identification D - Thin-Layer Chromatography (2.2.27),Identification E,Loss on Drying (2.2.32),Related Substances (2.2.29),Specific Optical Rotation (2.2.27) [requires Loss on Drying (2.2.32)],Sulfated Ash (2.4.14) | SCC / ISO 17025
8451 | Noscapine by EP7/S8 - pg 3438, 10 g | Appearance of Solution (2.2.1 & 2.2.2, II),Assay (2.2.20) [requires Loss on Drying (2.2.32)],CHARACTERS - Appearance,CHARACTERS - Solubility,EP Noscapine CRS.,Identification A - Specific Optical Rotation [requires Loss on Drying (2.2.32),identification B - Melting Point (2.2.14),Identification C - Infrared Absorption Spectrophotometry (2.2.24),Identification D - Thin-Layer Chromatography (2.2.27),Identification E,Loss on Drying (2.2.32),Related Substances (2.2.29),Specific Optical Rotation (2.2.27) [requires Loss on Drying (2.2.32)],Sulfated Ash (2.4.14) | SCC / ISO 17025
8452 | Noscapine by USP36/S2 - pg 4548, 12 g | Assay (requires Water),Chloride <221>,Identification A - Infrared Absorption <197A>,Identification B - Ultraviolet Absorption <197U>,Identification C,Limit of Morphine,Melting Range <741>,Ordinary Impurities <466>,Residual Solvents <467> (if required),Residue on Ignition <281>,Specific Rotation <781S>,USP Noscapine RS,Water <921> I | SCC / ISO 17025
8453 | n-Propyl Alcohol by ACS10/S3 - pg 563, 350 mL | Assay, Ethyl Alcohol, Methanol, and Isopropyl Alcohol (requires Water),Carbonyl Compounds,Color (APHA),GENERAL DESCRIPTION,Residue after Evaporation ,Solubility in Water,Titratable Acid,Water I | SCC / ISO 17025
8454 | Nucleic Acids in Polysaccharide Vaccines | 2.5.17 | SCC / ISO 17025
8455 | O-Acetyl in Polysaccharide Vaccines | 2.5.19 | SCC / ISO 17025
8456 | Oatmeal, Colloidal by USP | see Colloidal Oatmeal by USP | SCC / ISO 17025
8457 | Octinoxate by USP36/S1 - pg 4556, 50 mL | Acidity,Assay (modified),Chromatographic Purity,Identification A <197F>,Identification B <197U>,Refractive Index <831>,Residual Solvents <467> (if required),Specific Gravity <841>,USP Octinoxate RS. | SCC / ISO 17025
8458 | Octisalate by USP36/S2 - pg 4556, 10 g | Acidity,Assay,Chromatographic Purity,Identification A <197F>,Identification B <197U>,Refractive Index <831>,Residual Solvents <467> (if required),Specific Gravity <841>,USP Octisalate RS. | SCC / ISO 17025
8459 | Octocrylene by USP36/S2 - pg 4557, 20 g ***SEE ERRATA*** | Acidity,Assay,Chromatographic Purity,Identification <197U>,Refractive Index <831>,Residual Solvents <467> (if required),Specific Gravity <841>,USP Octocrylene RS. | SCC / ISO 17025
8460 | Octoxinol 10 by EP7/S8 - pg 2607, 25 g | Acidity or Alkalinity,CHARACTERS,Cloud Point,EP Octoxinol 10 CRS.,Ethylene Oxide and Dioxan (2.4.25),Heavy Metals (2.4.8),Hydroxyl Value (2.5.3, A),Identification A (2.2.24),Identification B,Total Ash (2.4.16),Water (2.5.12) | SCC / ISO 17025
8461 | Octoxynol 9 by NF31/S2 - pg 5917, 75 g | Acid Value <401>,Assay,Content of Free Polyethylene Glycols,Heavy Metals <231>,Hydroxyl Value <401>,Identification A - Infrared Absorption <197F>,Identification B,Limit of Dioxane (by HS/GC-MS, not validated),Limit of Free Ethylene Oxide (HS/GC-FID & Method of Standards Addition, not validated),Residual Solvents <467> (if required),Residue on Ignition <281>,USP Nonoxynol 9 RS., USP Octoxynol 9 RS.,Water Determination <921> I | SCC / ISO 17025
8462 | Octyl Methoxycinnamate by USP | See Octinoxate | SCC / ISO 17025
8463 | Odor | 2.3.4 | SCC / ISO 17025
8464 | Odor and Taste of Essential Oils | 2.8.8 | SCC / ISO 17025
8465 | Ofloxacin by EP7/S8 - pg 2609, 15 g | Absorbance (2.2.25),Assay,CHARACTERS,EP Ofloxacin CRS., EP Ofloxacin Impurity A CRS., EP Ofloxacin Impurity E CRS.,Heavy Metals (2.4.8, C),Identification (2.2.24),Impurity A (2.2.27),Loss on Drying (2.2.32),Optical Rotation (2.2.7),Related Substances (2.2.29),Sulfated Ash (2.4.14) | SCC / ISO 17025
8466 | Ofloxacin by USP36/S2 - pg 4557, 15 g | Arsenic <211> II,Assay (requires Loss on Drying <731>),Heavy Metals <231> II,Identification A <197A>,Identification B <197U>,Limit of Methanol and Ethanol,Loss on Drying <731>,Organic Impurities,Residual Solvents <467> (if required),Residue on Ignition <281>,Specific Rotation <781S> (requires Loss on Drying <731>),USP Ofloxacin RS, USP Ofloxacin Related Compound A RS. | SCC / ISO 17025
8467 | Omeprazole by EP7/S6 - FOR REFERENCE ONLY! | Chloroform and Methylene Chloride (2.2.28) | SCC / ISO 17025
8468 | Omeprazole by EP7/S8 - pg 5519, 25 g | Appearance of Solution (2.2.1) (requires Solution S),Assay (2.2.20),CHARACTERS,EP Omeprazole CRS., EP Omeprazole Impurity D CRS., EP Omeprazole for Peak Identification CRS.,Identification - Infrared Absorption Spectrophotometry (2.2.24),Identification and Control of Residual Solvents (2.4.24) (if required),Impurities F and G (2.2.25) (requires Solution S),Loss on Drying (2.2.32),Related Substances (2.2.29),Solution S,Sulfated Ash (2.4.14) | SCC / ISO 17025
8469 | Omeprazole by USP36/S1 - pg 4576, 20 g | Assay (requires Loss on Drying <731>),Chromatographic Purity - Method 1,Chromatographic Purity - Method 2,Color of Solution,Completeness of Solution <641>,Heavy Metals <231> II,Identification A,Identification B <197A>,Loss on Drying <731>,Residual Solvents <467> (if required),Residue on Ignition <281>,USP Omeprazole RS. | SCC / ISO 17025
8470 | Optical Microscopy | <776> | SCC / ISO 17025
8471 | Optical Rotation | <781> | SCC / ISO 17025
8472 | Optical Rotation | 2.2.7 | SCC / ISO 17025
8473 | Orange Oil, Cold-Pressed by FCC8/S3 - pg 831, 35 g | Angular Rotation,Assay - Aldehydes,DESCRIPTION,Identification - Infrared Spectra,Refractive Index,Specific Gravity,Ultraviolet Absorbance | SCC / ISO 17025
8474 | Ordinary Impurities | <466> | SCC / ISO 17025
8475 | Orphenadrine Citrate by USP36/S2 - pg 4599, 10 g | Assay (requires Loss on Drying <731>),Clarity and Color of Solution,Identification A - Infrared Absorption <197A>,Identification B - Ultraviolet Absorption <197U> (requires Loss on Drying <731>),Isomer Content (requires Sample Preparation for Isomer Content Test),Loss on Drying <731>,Melting Range <741>,Related Compounds,Residual Solvents <467> (if required),Residue on Ignition <281>,Sample Preparation for Isomer Content Test,USP Orphenadrine Citrate RS. | SCC / ISO 17025
8476 | Osmolarity (freezing point method only, no vapor pressure) | <785> | SCC / ISO 17025
8477 | Osmolarity (freezing point method only, no vapor pressure) | 2.2.35 | SCC / ISO 17025
8478 | Oxalic Acid Dihydrate by ACS10/S3 - pg 470, 100 g | Assay,Calcium,Calcium by ICPMS (not validated),Chloride,Heavy Metals I,Insoluble Matter,Iron I (requires Residue After Ignition),Nitrogen Compounds,Residue after Ignition,Substances Darkened by Hot Sulfuric Acid,Sulfate | SCC / ISO 17025
8479 | Oxandrolone by USP36/S2 - pg 4617, 5 g | Assay (requires Loss on Drying <731>),Identification A <197A>,Identification B,Loss on Drying <731>,Related Compounds,Residual Solvents <467> (if required),Residue on Ignition <281>,Specific Rotation <781S> (requires Loss on Drying <731>),USP Oxandrolone RS, USP Oxandrolone Related Compound A RS., USP Oxandrolone Related Compound B RS., USP Oxandrolone Related Compound C RS. | SCC / ISO 17025
8480 | Oxidising Substances | 2.5.30 | SCC / ISO 17025
8481 | Oxybenzone by USP36/S2 - pg 4632, 20 mL | Assay (requires Loss on Drying <731>),Congealing Temperature <651>,Identification A <197A>,Identification B <197U> (requires Loss on Drying <731>),Loss on Drying <731>,Residual Solvents <467> (if required),USP Oxybenzone RS. | SCC / ISO 17025
8482 | Oxybutynin Chloride by USP36/S2 - pg 4633, 25 g | Assay (requires Loss on Drying <731>),Chloride Content,Heavy Metals <231> I,Identification A - Infrared Absorption <197A>,Identification B (requires Assay),Loss on Drying <731>,Related Compounds,Residual Solvents <467> (if required),Residue on Ignition <281>,USP Oxybutynin Chloride RS., USP Oxybutynin Related Compound B RS., USP Oxybutynin Related Compound C RS. | SCC / ISO 17025
8483 | Oxybutynin Hydrochloride by EP7/S8 - pg 2645, 25 g | Appearance of Solution (2.2.1 & 2.2.2, II) (requires Solution S),Assay,CHARACTERS,EP Oxybutynin Hydrochloride CRS., EP Oxybutynin Impurity A CRS.,Heavy Metals (2.4.8, A) (requires Solution S),Identification A (2.2.14),Identification B (2.2.24),Identification C (2.2.27),Identification D - Chlorides (2.3.1, a),Loss on Drying (2.2.32),Optical Rotation (2.2.7) (requires Solution S),Related Substances (2.2.29),Solution S,Sulfated Ash (2.4.14) | SCC / ISO 17025
8484 | Oxycodone Hydrochloride by USP36/S2 - pg 4638, 5 g | Assay (requires Water Determination <921> I & Limit of Alcohol <621>),Content of Chloride (requires Water <921> I & Limit of Alcohol <621>),Identification A - Melting Range or Temperature <741>,Identification B - Infrared Absorption <197A> (requires Sample Preparation for Identification B <197A>),Limit of Alcohol <621>,Limit of Oxycodone Related Compound A (14-Hydroxycodeinone) and Oxycodone Related Compound C (Codeinone),Organic Impurities - Procedure 2,Residual Solvents <467> (if required),Residue on Ignition <281>,Sample Preparation for Identification B <197A>,Specific Rotation <781S> (requires Water <921> I & Limit of Alcohol <621>),USP Oxycodone RS., USP Oxycodone Hydrochloride RS., USP Oxycodone Related Compound A RS., USP Oxycodone Related Compound C RS.,Water Determination <921> I | SCC / ISO 17025
8485 | Oxycodone Hydrochloride Oral Solution by USP36/S2 - pg 4640, depends on concentration | Alcohol Determination <611> II,Assay,Deliverable Volume <698>,Identification A,Identification B,Identification C,pH <791>,Residual Solvents <467> (if required),Uniformity of Dosage Units <905> (weight variation),USP Oxycodone RS. | SCC / ISO 17025
8486 | Oxygen by EP7/S8 - pg 2648, small cylinder under pressure | Assay (2.5.27),Assay (by GC, not validated),Carbon Dioxide (2.1.6),Carbon Dioxide (2.5.24),Carbon Monoxide (2.1.6),Carbon Monoxide (2.5.25),CHARACTERS,Identification,Water (2.5.28),Water Vapour (2.1.6) | SCC / ISO 17025
8487 | Oxygen by USP36/S2 - pg 4649, small cylinder under pressure | Assay (by GC, not validated),Assay (see below),Carbon Dioxide,Carbon Monoxide,Identification A ,Identification B,Odor | SCC / ISO 17025
8488 | Oxygen Flask Combustion | <471> | SCC / ISO 17025
8489 | Oxygen in Medicinal Gases | 2.5.27 | SCC / ISO 17025
8490 | Oxygen-Flask method | 2.5.10 | SCC / ISO 17025
8491 | Oxymetazoline Hydrochloride by USP36/S2 - pg 4651, 10 g | Assay (requires Loss on Drying <731>),Heavy Metals <231> II,Identification A <197A>,Identification B <197U> (requires Loss on Drying <731>),Identification C - Chloride <191>,Loss on Drying <731>,pH <791>,Residual Solvents <467> (if required),Residue on Ignition <281>,USP Oxymetazoline Hydrochloride RS. | SCC / ISO 17025
8492 | Oxymetholone by USP36/S2 - pg 4652, 5 g | Assay (requires Loss on Drying <731>),Completeness of Solution,Identification A <197A>,Identification B <197U>,Loss on Drying <731>,Melting Range <741>,Residual Solvents <467> (if required),Specific Rotation <781S> (requires Loss on Drying <731>),USP Oxymetholone RS. | SCC / ISO 17025
8493 | Oxytocin by USP36/S2 - pg 4662, 100 mg | Monograph says to perform one of the following two tests,Acetic Acid Content <503>,Assay,Identification A (requires Assay),Identification B - NMR (B OR C must be performed),Identification C - Amino Acid Content (B OR C must be performed),Microbial Enumeration Tests <61> and Tests for Specified Microorganisms <62>,Ordinary Impurities (Requires Assay),Residual Solvents <467> (if required),USP Oxytocin RS, USP Oxytocin Identification RS | SCC / ISO 17025
8494 | PABA by USP | use Aminobenzoic Acid monograph or para-Aminobenzoic Acid reagent specs (aka p-Aminobenzoic Acid) | SCC / ISO 17025
8495 | Paclitaxel by EP7/S8 - pg 2657, 10 g | Appearance of Solution (2.2.1 & 2.2.2, II),Assay A (requires Water) (Paclitaxel isolated from natural sources or produced by fermentation),Assay B (requires Water) (Paclitaxel produced by a semi-synthetic process),Bacterial Endotoxins (2.6.14),CHARACTERS,EP Paclitaxel CRS., EP Paclitaxel Impurity C CRS., EP Paclitaxel Natural for Peak Identification CRS., EP Paclitaxel Semi-Synthetic for System Suitability CRS.,Heavy Metals (2.4.8, B),Identification A (requires Water),Identification B (2.2.24),Microbial Contamination,Related Substances (2.2.29) A (Paclitaxel isolated from natural sources or produced by fermentation),Related Substances (2.2.29) B (Paclitaxel produced by a semi-synthetic process),Specific Optical Rotation (2.2.7) (requires Water),Water (2.5.32) | SCC / ISO 17025
8496 | Paclitaxel by USP36/S2 - pg 4665, 25 g | Assay (requires Water & Residual Solvents),Bacterial Endotoxins <85>,Heavy Metals <231> II,Identification A <197A>,Identification B,Microbial Enumeration Tests <61> and Tests for Specified Microorganisms <62>,Related Compounds - TEST 1,Related Compounds - TEST 2,Residual Solvents <467> (if required),Residue on Ignition <281>,Specific Rotation <781S> (requires Water & Residual Solvents),USP Endotoxin RS., USP Paclitaxel RS., USP Paclitaxel Related Compound A RS., USP Paclitaxel Related Compound B RS., USP Paclitaxel Impurity Mixture RS.,Water <921> Ic | SCC / ISO 17025
8497 | Palmitic Acid by NF31/S2 - pg 2121, 20 g | Acid Value <401>,Assay,Color,Congealing Temperature <651> ,Heavy Metals <231> II,Identification A,Iodine Value <401> I,Mineral Acid,Residual Solvents <467> (if required),USP Palmitic Acid RS., USP Stearic Acid RS. | SCC / ISO 17025
8498 | Pancreatin by USP36/S2 - pg 4672, 20 g | Assay for Amylase Activity (starch digestive power),Assay for Lipase Activity (fat digestive power),Assay for Protease Activity (casein digestive power),Fat,Loss on Drying <731>,Microbial Enumeration Tests <61> and Tests for Specified Microorganisms <62>,Residual Solvents <467> (if required),USP Bile Salts RS., USP Pancreatin Amylase and Protease RS., USP Pancreatin Lipase RS. | SCC / ISO 17025
8499 | Panthenol by USP36/S2 - pg 4679, 35 g | Assay (requires Loss on Drying <731>),Identification A - Infrared Absorption <197A>,Identification B,Identification C,Limit of Aminopropanol,Loss on Drying <731>,Meting Range <741> I,Residual Solvents <467> (if required),Residue on Ignition <281>,Specific Rotation <781S> (requires Loss on Drying <731>),USP Racemic Panthenol RS. | SCC / ISO 17025
8500 | Pantoprazole Sodium by USP36/S2 - pg 4680, 10 g | Assay (Requires Water <921> I),Heavy Metals <231> II,Identification A - Infrared Absorption <197A>,Identification B,Identification C - Sodium <191>,Related Compounds,Residual Solvents <467> (if required),USP Pantoprazole Sodium RS., USP Pantoprazole Related Compound A RS., USP Pantoprazole Related Compound B RS., USP Pantoprazole Related Compound C RS., USP Pantoprazole Related Compound D and F Mixture RS. USP, Pantoprazole Related Compound E RS.,Water <921> I | SCC / ISO 17025
8501 | Pantoprazole Sodium Delayed-Release Tablets by USP36/S2 - pg 4682, 50 tablets | Assay,Dissolution <711>,Identification,Organic Impurities,Pantoprazole Related Compound A RS., Pantoprazole Related Compound B RS., USP Pantoprazole Sodium RS.,Residual Solvents <467> (if required),Uniformity of Dosage Units <905> | SCC / ISO 17025
8502 | Papain by USP36/S2 - pg 4686, 10 g | Assay (casein digestive power),Loss on Drying <731>,pH <791>,Residual Solvents <467> (if required),USP Papain RS. | SCC / ISO 17025
8503 | Paper Chromatography | 2.2.26 | SCC / ISO 17025
8504 | PAR (free acid) (4-('-Pyridylazo)resorcinol) by ACS10/S3 - pg 473, 0.5 g | Clarity of Solution,Suitability as a Complexometric Indicator | SCC / ISO 17025
8505 | para-Aminobenzoic Acid by USP | See Para-aminobenzoic Acid by USP - Reagent Specifications | SCC / ISO 17025
8506 | Para-aminobenzoic Acid by USP36/S2 - Reagent Specifications - pg 1180, 15 g | Assay,Description (Appearance, Solubility, etc.),Loss on Drying <731>,Melting Range <741>,Residual Solvents <467> (if required),Residue on Ignition (Reagent Test) | SCC / ISO 17025
8507 | Paraffin by NF31/S2 - pg 2122, 50 g | Acidity,Alkalinity (requires Acidity),Congealing Temperature <651>,Identification A - Infrared Absorption <197>,Identification B,Limit of Polycyclic Aromatic Hydrocarbons <851>,Limit of Sulfur Compounds,Readily Carbonizable Substances <271>,Residual Solvents <467> (if required),USP Paraffin RS, USP Naphthalene RS. | SCC / ISO 17025
8508 | Paraffin, Light Liquid by EP7/S8 - pg 2669, 300 mL | Acidity or Alkalinity,CHARACTERS,Identification A (2.2.24),Identification B,Identification C,Polycyclic Aromatic Hydrocarbons,Readily Carbonisable Substances,Relative Density (2.2.5),Solid Paraffins,Viscosity (2.2.9) | SCC / ISO 17025
8509 | Paraffin, Liquid by EP7/S8 - pg 2669, 300 mL | Acidity or Alkalinity,CHARACTERS,Identification A (2.2.24),Identification B,Identification C,Polycyclic Aromatic Hydrocarbons,Readily Carbonisable Substances,Relative Density (2.2.5),Solid Paraffins,Viscosity (2.2.9) | SCC / ISO 17025
8510 | Paraffin, White Soft by EP7/S8 - pg 2670, 250 g | Acidity or Alkalinity,Appearance (2.2.2, II),CHARACTERS,Consistency (2.9.9),EP White Soft Paraffin CRS.,Identification A (2.2.17),Identification B (2.2.24) ,Identification C,Identification D,Ph. Eur. Reference Spectrum of Parrafin, White Soft,Polycyclic Aromatic Hydrocarbons (2.2.25),Sulfated Ash (2.4.14) | SCC / ISO 17025
8511 | Particle Size Analysis by Laser Light Diffraction (PSD) | 2.9.31 | SCC / ISO 17025
8512 | Particle Size Distribution Estimation by Analytical Sieving (PSD) | <786> | SCC / ISO 17025
8513 | Particle-Size Distribution Estimation by Analytical Sieving (PSD) | 2.9.38 | SCC / ISO 17025
8514 | Particulate matter | USP <788> <787> <789> <790> | SAC 17025
8515 | Particulate Matter in Injections | <788> | SCC / ISO 17025
8516 | Pectin by USP36/S2 - pg 4699, 300 g | Arsenic <211> II,Assay - Degree of Esterification,Assay - Galacturonic Acid,Assay - Methoxy Groups,Identification <851>,Lead <730>,Loss on Drying <731>,Microbial Enumeration Tests <61> and Tests for Specified Microorganisms <62> ,Procedure 1 - Sugars and Organic Acids,Procedure 2 - Methanol (Methyl Alcohol), Ethanol (Alcohol), and Isopropanol (2-Propanol),Residual Solvents <467> (if required),Sulfur Dioxide <525> V,USP Alcohol RS., USP 2-Butanol RS., USP Methyl Alcohol RS., USP 2-Propanol RS. | SCC / ISO 17025
8517 | Pectins by FCC8/S3 - pg 1758, 150 g | Ash (Acid-Insoluble),Degree of Amide Substitution and Total Galacturonic Acid in the Pectin Component,DESCRIPTION,Identification,Lead,Loss on Drying ,Methanol, Ethanol, and Isopropanol,Methanol, Ethanol, and Isopropanol (by HS/GC-FID, not validated) ,Sodium Methyl Sulfate,Sulfur Dioxide,Total Insoluble Substances,USP 2-Butanol RS., USP Methyl Alcohol RS., USP Alcohol Determination-Alcohol RS., USP 2-Propanol RS. | SCC / ISO 17025
8518 | PEG 3350 and Electrolytes for Oral Solution by USP | Near Polyethylene Glycol - alphabetized | SCC / ISO 17025
8519 | Pemulen by NF/EP | See Carbomers | SCC / ISO 17025
8520 | Penicillamine Capsules by USP36/S2 - pg 4705, 250 capsules | Assay,Dissolution <711>,Identification,Limit of Penicillamine Disulfide,Loss on Drying <731>,Residual Solvents <467> (if required),Uniformity of Dosage Units <905> (requires Assay),USP Penicillamine RS., USP Penicillamine Disulfide RS. | SCC / ISO 17025
8521 | Penicillin V Potassium by USP36/S2 - pg 4727, 2 g | Assay,Crystallinity <695>,Identification A - Infrared Absorption <197A>,Identification B - Potassium <191>,Limit of p-Hydroxypenicillin V,Loss on Drying <731>,pH <791>,Phenoxyacetic Acid,Residual Solvents <467> (if required),Specific Rotation <781S> (requires Loss on Drying <731>),USP Penicillin V Potassium RS. | SCC / ISO 17025
8522 | Pentetic Acid by USP36/S2 - pg 4734, 25 g | Assay ,Heavy Metals <231> II,Identification - Infrared Absorption <197A>,Iron,Limit of Nitrilotriacetic Acid ,Residual Solvents <467> (if required),Residue on Ignition <281>,USP Pentetic Acid RS. | SCC / ISO 17025
8523 | Peppermint Oil by NF31/S2 - pg 2124, 100 g | Angular Rotation <781A>,Assay - Total Esters,Assay - Total Menthol (requires Assay - Total Esters),Heavy Metals <231> II,Identification A,Limit of Dimethyl Sulfide,Refractive Index <831>,Residual Solvents <467> (if required),Solubility in 70% Alcohol,Specific Gravity <841> | SCC / ISO 17025
8524 | Perflubron by USP36/S2 - pg 4742, 200 g | Assay,Chromatographic Purity,Identification A,Identification B,Nonvolatile Residue,Residual Solvents <467> (if required),Specific Gravity <841>,USP Perflubron RS. | SCC / ISO 17025
8525 | Pergolide Mesylate by USP36/S2 - pg 4744, 200 g | Assay (requires Loss on Drying <731>),Chromatographic Purity,Heavy Metals <231> II,Identification - Infrared Absorption <197A>,Loss on Drying <731>,Residual Solvents <467> (if required),Residue on Ignition <281>,Specific Rotation <781S> (requires Loss on Drying <731>),USP Pergolide Mesylate RS., USP Pergolide Sulfoxide RS. | SCC / ISO 17025
8526 | Peroxide Value | 2.5.5 A | SCC / ISO 17025
8527 | Peroxide Value | 2.5.5 B | SCC / ISO 17025
8528 | Pesticide Residue | 2.8.13 | SCC / ISO 17025
8529 | Petrolatum by USP36/S2 - pg 4751, 250 g | Acidity,Alkalinity,Color,Consistency,Fixed Oils, Fats, and Rosin,Melting Range or Temperature <741> III,Organic Acids,Residual Solvents <467> (if required),Residue on Ignition <281>,Specific Gravity <841> | SCC / ISO 17025
8530 | Petrolatum, White by USP36/S1 - pg 4752, 250 g | Acidity,Alkalinity,Color,Consistency,Fixed Oils, Fats, and Rosin,Melting Range or Temperature <741> III,Organic Acids,Residual Solvents <467> (if required),Residue on Ignition <281>,Specific Gravity <841> | SCC / ISO 17025
8531 | pH | <791> | SCC / ISO 17025
8532 | Pharmacy Compounding | <795> | SCC / ISO 17025
8533 | Pheniramine Maleate by BP2013 - pg 1739, 20 g | Appearance of Solution (2.2.1 & 2.2.2, II) (requires Solution S),Assay (2.2.20) [requires Loss on Drying (2.2.32)],CHARACTERS - Appearance,CHARACTERS - Solubility,EP Pheniramine Maleate CRS., EP Pheniramine Impurity A CRS.,Heavy Metals (2.4.8, A) (requires Solution S),Identification A - Melting Point (2.2.14),Identification B - UV/Vis Spectrophotometry (2.2.25),Identification C - Infrared Absorption Spectrophotometry (2.2.24),Identification D - Thin-Layer Chromatography (2.2.27),Loss on Drying (2.2.32),pH (2.2.3),Related Substances - Liquid Chromatography (2.2.29),Solution S,Sulfated Ash (2.4.14) | SCC / ISO 17025
8534 | Pheniramine Maleate by EP7/S8 - pg 4353, 20 g | Appearance of Solution (2.2.1 & 2.2.2, II) (requires Solution S),Assay (2.2.20) [requires Loss on Drying (2.2.32)],CHARACTERS - Appearance,CHARACTERS - Solubility,EP Pheniramine Maleate CRS., EP Pheniramine Impurity A CRS.,Heavy Metals (2.4.8, A) (requires Solution S),Identification A - Melting Point (2.2.14),Identification B - UV/Vis Spectrophotometry (2.2.25),Identification C - Infrared Absorption Spectrophotometry (2.2.24),Identification D - Thin-Layer Chromatography (2.2.27),Loss on Drying (2.2.32),pH (2.2.3),Related Substances - Liquid Chromatography (2.2.29),Solution S,Sulfated Ash (2.4.14) | SCC / ISO 17025
8535 | Pheniramine Maleate by USP36/S2 - pg 4758, 50 g | Assay (requires Loss on Drying <731>),Chromatographic Purity,Heavy Metals <231> I,Identification - Infrared Absorption <197A>,Loss on Drying <731>,Melting Range <741> I,pH <791>,Residual Solvents <467> (if required),Residue on Ignition <281>,USP Pheniramine Maleate RS. | SCC / ISO 17025
8536 | Phenobarbital by USP36/S2 - pg 4759, 15 g | Assay (requires Loss on Drying <731>),Identification A,Identification B,Loss on Drying <731>,Melting Range <741>,Residual Solvents <467> (if required),Residue on Ignition <281>,USP Phenobarbital RS. | SCC / ISO 17025
8537 | Phenol by EP7/S8 - pg 2703, 25 g | Acidity (requires Solution S),Appearance of Solution (2.2.1 & 2.2.2, II) (requires Solution S),Assay,CHARACTERS,Freezing Point (2.2.18),Identification A,Identification B (requires Solution S),Identification C (requires Solution S),Residue on Evaporation,Solution S | SCC / ISO 17025
8538 | Phenol by USP36/S2 - pg 4763, 25 g | Assay (Requires Water <921> I),Clarity of Solution and Reaction,Congealing Temperature <651>,Identification A,Identification B,Limit of Nonvolatile Residue,Residual Solvents <467> (if required),Water Determination <921> I | SCC / ISO 17025
8539 | Phenol in Immunosera and Vaccines | 2.5.15 | SCC / ISO 17025
8540 | Phenol Red by ACS10/S3 - pg 487, 5g | Clarity of Solution,Visual Transition Interval | SCC / ISO 17025
8541 | Phenoxyethanol by EP7/S8 - pg 2705, 35 g | Assay,EP Phenoxyethanol CRS.,Identification A (2.2.6),Identification B (2.2.25),Identification C (2.2.24),Identification D (2.2.14),Phenol (2.2.25),Related Substances (2.2.28),Relative Density (2.2.5) | SCC / ISO 17025
8542 | Phenoxyethanol by NF31/S2 - pg 2126, 5 g | Assay,Identification - Infrared Absorption <197A>,Limit of Phenol,Organic Impurities <621>,Residual Solvents <467> (if required),Specific Gravity <841>,USP Phenoxyethanol RS. | SCC / ISO 17025
8543 | Phentermine Hydrochloride by USP36/S2 - pg 4767, 30 g | Assay (requires Loss on Drying <731>),Chromatographic Purity,Identification A - Infrared Absorption <197A>,Identification B - Ultraviolet Absorption <197U> (requires Loss on Drying <731>),Identification C - Chloride <191>,Loss on Drying <731>,Melting Range <741>,pH <791>,Residual Solvents <467> (if required),Residue on Ignition <281>,USP Phentermine Hydrochloride RS. | SCC / ISO 17025
8544 | Phentolamine Mesylate by USP36/S2 - pg 4769, 30 g | Assay (requires Loss on Drying <731>),Chromatographic Purity,Identification A - Infrared Absorption <197A>,Identification B - Ultraviolet Absorption <197U>,Identification C,Loss on Drying <731>,Residual Solvents <467> (if required),Residue on Ignition <281>,Sulfate <221>,USP Phentolamine Mesylate RS. | SCC / ISO 17025
8545 | Phenylalanine by EP7/S8 - pg 2711, 25 g | Ammonium (2.4.1, B),Appearance of Solution (2.2.1 & 2.2.2, II),Assay [requires Loss on drying (2.2.32)],CHARACTERS,Chlorides (2.4.4),EP Phenylalanine CRS., EP Tyrosine CRS.,Heavy Metals (2.4.8, D),Identification A [requires Loss on Drying (2.2.32)],Identification B - Infrared Absorption Spectrophotometry (2.2.24),Identification C,Identification D ,Iron (2.4.9),Loss on Drying (2.2.32),Ninhydrin-Positive Substances (2.2.27),Specific Optical Rotation (2.2.7) [requires Loss on Drying (2.2.32)],Sulfated Ash (2.4.14),Sulfates (2.4.13) | SCC / ISO 17025
8546 | Phenylalanine by USP36/S2 - pg 4771, 50 g ***SEE ERRATA*** | Assay (requires Loss on Drying <731>),Chloride <221>,Heavy Metals <231> II,Identification A - Infrared Absorption <197A>,Iron <241>,Loss on Drying <731>,pH <791>,Related Compounds,Residual Solvents <467> (if required),Residue on Ignition <281>,Specific Rotation <781S> (requires Loss on Drying <731>),Sulfate <221>,USP L-Phenylalanine RS., USP L-Tyrosine RS. | SCC / ISO 17025
8547 | Phenylbutazone by USP36/S2 - pg 4771, 20 g | Assay (requires Loss on Drying <731>),Chloride <221>,Heavy Metals <231> II,Identification A <197A>,Identification B <197U> (requires Loss on Drying <731>),Loss on Drying <731>,Melting Range <741>,Residual Solvents <467> (if required),Residue on Ignition <281>,Sulfate <221>,USP Phenylbutazone RS. | SCC / ISO 17025
8548 | Phenylephrine Hydrochloride by EP7/S8 - pg 2714, 25 g | Acidity or Alkalinity (requires Solution S),Appearance of Solution (2.2.1 & 2.2.2, II) (requires Solution S),Assay (2.2.20) (requires Loss on Drying (2.2.32)),CHARACTERS,EP Phenylephrine Hydrochloride CRS., EP Phenylephrine Hydrochloride for Peak Identification CRS.,Identification A,Identification B (2.2.14),Identification C (2.2.24),Identification D,Identification E - Chlorides (2.3.1, a),Loss on Drying (2.2.32),Related Substances (2.2.29),Solution S,Specific Optical Rotation (2.2.7) (requires Solution S),Sulfated Ash (2.4.14),Sulfates (2.4.13) (requires Solution S) | SCC / ISO 17025
8549 | Phenylephrine Hydrochloride by USP36/S2 - pg 4775, 25 g | Assay (requires Loss on Drying <731>),Chloride Content,Chromatographic Purity,Identification A <197A>,Identification B - Chloride <191>,Limit of Ketones,Loss on Drying <731>,Melting Range <741>,Residual Solvents <467> (if required),Residue on Ignition <281>,Specific Rotation <781S> (requires Loss on Drying <731>),Sulfate <221>,USP Phenylephrine Hydrochloride RS. | SCC / ISO 17025
8550 | Phenylmercuric Nitrate by NF31/S2 - pg 2128, 5 g | Assay - Mercury,Assay - Phenylmercuric Ions,Identification A,Identification B,Identification C,Mercury Ions,Residual Solvents <467> (if required),Residue on Ignition <281> | SCC / ISO 17025
8551 | Phosphates | 2.4.11 | SCC / ISO 17025
8552 | Phosphoric Acid by ACS10/S3 - pg 489, 500 g | Antimony, Calcium, Magnesium, Potassium, and Sodium,Arsenic ,Assay ,Chloride ,Color (APHA),GENERAL DESCRIPTION,Heavy Metals 1,Insoluble Matter ,Iron 2,Manganese,Nitrate 1,Reducing Substances,Sb, Ca, Mg, K, Na (by ICP-MS, not validated),Sulfate 1,Volatile Acids | SCC / ISO 17025
8553 | Phosphoric Acid by BP2013 - pg 1770, 40 g | Appearance of Solution (2.2.1 & 2.2.2, II) (requires Solution S),Arsenic (2.4.2, A) (requires Solution S),Assay,CHARACTERS - Appearance,CHARACTERS - Relative Density,CHARACTERS - Solubility,Chlorides (2.4.4) (requires Solution S),Heavy Metals (2.4.8, A),Hypophosphorous Acid and Phosphorous Acid (requires Solution S),Identification A (2.2.4),Identification B - Phosphates (2.3.1, a & b) (requires Solution S),Iron (2.4.9) (requires Solution S),Solution S,Substances Precipitated with Ammonia (requires Solution S),Sulfates (2.4.13) | SCC / ISO 17025
8554 | Phosphoric Acid by FCC8/S3 - pg 888, 35 g | Arsenic,Assay,Cadmium,DESCRIPTION,Fluoride IV,Identification - Phosphate,Lead,Lead (by ICPMS, not validated) | SCC / ISO 17025
8555 | Phosphoric Acid by NF31/S2 - pg 2128, 200 mL | Alkali Phosphates,Assay,Heavy Metals <231> I,Identification A - Phosphate <191>,Limit of Nitrate,Phosphorous or Hypophosphorous Acid,Residual Solvents <467> (if required),Sulfate <221> | SCC / ISO 17025
8556 | Phosphoric Acid, Concentrated by EP7/S8 - pg 2725, 40 g | Appearance of Solution (2.2.1 & 2.2.2, II) (requires Solution S),Arsenic (2.4.2, A) (requires Solution S),Assay,CHARACTERS - Appearance,CHARACTERS - Relative Density,CHARACTERS - Solubility,Chlorides (2.4.4) (requires Solution S),Heavy Metals (2.4.8, A),Hypophosphorous Acid and Phosphorous Acid (requires Solution S),Identification A (2.2.4),Identification B - Phosphates (2.3.1, a & b) (requires Solution S),Iron (2.4.9) (requires Solution S),Solution S,Substances Precipitated with Ammonia (requires Solution S),Sulfates (2.4.13) | SCC / ISO 17025
8557 | Phosphorus in Polysaccharide Vaccines | 2.5.18 | SCC / ISO 17025
8558 | Pimobendan by EP7/S8 - pg 2734, 20 g | Assay (2.2.20) (requires Water),CHARACTERS,EP Pimobendan CRS., EP Pimobendan for System Suitability CRS.,Heavy Metals (2.4.8, F),Identification (2.2.4),Related Substances (2.2.29),Sulfated Ash (2.4.14),Water (2.5.12) | SCC / ISO 17025
8559 | Plasma Spectrochemistry - ICP-OES and ICPMS | <730> | SCC / ISO 17025
8560 | Plastic Materials USP 661.1 | USP <661.1> | ISO 17025, GMP/cGMP, GLP
8561 | Pluronic F68 by NF/EP/DAC | See Poloxomer | SCC / ISO 17025
8562 | Podophyllum Resin by USP36/S2 - pg 4822, 5 g | Distinction from Resin of Indian Podophyllum,Hexane-Insoluble Matter,Identification A,Identification B,Residual Solvents <467> (if required),Residue on Ignition <281> | SCC / ISO 17025
8563 | Podophyllum Resin Topical Solution by USP36/S2 - pg 4823, 50 mL | Alcohol Content <611> I,Hexane-Insoluble Matter,Identification A,Identification B (requires Hexane-Insoluble Matter),Residual Solvents <467> (if required) | SCC / ISO 17025
8564 | Polarography | <801> | SCC / ISO 17025
8565 | Poloxalene by USP36/S2 - pg 4823, 60 g | Assay,Average Molecular Weight,Cloud Point,Hydroxyl Value <401>,Identification,pH <791>,Residual Solvents <467> (if required),USP Poloxalene RS.,Water <921> Ia | SCC / ISO 17025
8566 | Poloxamer 407 by DAC (Allergan) - 600 g | Appearance of the Solution (EP 2.2.1 and 2.2.2),Ethylene Oxide,Heavy Metals (EP 2.4.8 D),Hydroxyl Value,Identification A (EP 2.2.14),Identification B,Identification C (requires Hydroxyl Value),Identification D,Microbial Limits,pH (EP 2.2.3),Propylene Oxide,Reducing Substances,Sulfated Ash (EP 2.4.14),Water (EP 2.5.12) | SCC / ISO 17025
8567 | Poloxamer by NF31/S2 - pg 2131, 150 g | Average Molecular Weight,Heavy Metals <231> I,Identification A - Infrared Absorption <197A> (solids),Identification A - Infrared Absorption <197F> (liquids),Limit of Free Ethylene Oxide, Propylene Oxide, and 1,4-Dioxane,pH <791>,Residual Solvents <467> (if required),Unsaturation,USP Poloxamer Liquid RS., USP Poloxamer Solid RS.,Weight Percent Oxyethylene - NMR <761> | SCC / ISO 17025
8568 | Poloxamers by EP8 - pg 3052, 300 g | Appearance of Solution (2.2.2, II) (requires Solution S),Average Relative Molecular Mass,CHARACTERS - Appearance,CHARACTERS - Melting Point,CHARACTERS - Solubility,Chemical Reference Substance of the Ph. Eur.,Ethylene Oxide, Propylene Oxide and Dioxan (2.2.28),Identification A - Infrared Absorption Spectrophotometry (2.2.24),Identification B,Identification C,Oxypropylene:Oxyethylene Ratio (2.2.33),pH (2.2.3) (requires Solution S),Solution S,Total Ash (2.4.16),Water (2.5.12) | SCC / ISO 17025
8569 | Poly(Vinyl Alcohol) by EP7/S8 - pg 5752, 50 g | Acid Value (requires Solution S),Appearance of Solution (2.2.1 & 2.2.2, II) (requires Solution S),CHARACTERS - Appearance,CHARACTERS - Solubility,EP Poly(Vinyl Alcohol) CRS.,Ester Value (2.5.2) (requires Acid Value),Heavy Metals (2.4.8, D),Identification A (2.2.24),Identification B,Loss on Drying (2.2.32),pH (2.2.3) (requires Solution S),Solution S [requires Loss on Drying (2.2.32)],Sulfated Ash (2.4.14),Viscosity (2.2.49) | SCC / ISO 17025
8570 | Polycarbophil by USP36/S2 - pg 4824, 15g | Absorbing Power (requires Loss on Drying <731>),Identification A,Identification B,Limit of Acrylic Acid,Limit of Ethyl Acetate,Loss on Drying <731>,pH <791>,Residual Solvents <467> (if required),Residue on Ignition <281> | SCC / ISO 17025
8571 | Polydextrose by FCC8/S3 - pg 1762, 10 g | 5-Hydroxymethylfurfural and Related Compounds [requires Water and Residue on Ignition (Sulfated Ash)],Assay [requires Water and Residue on Ignition (Sulfated Ash)],DESCRIPTION,Identification A,Identification B,Identification C,Identification D,Lead,Lead, Nickel (by ICP-MS, not validated),Molecular Weight Limit,Monomers,Nickel,pH,Residue on Ignition (Sulfated Ash) I,Water | SCC / ISO 17025
8572 | Polydextrose by NF31/S2 - pg 2134, 15 g | Assay (requires Water Determination <921> I & Residue on Ignition <281>),Identification A,Identification B,Identification C,Identification D,Lead (by ICP-MS, not validated),Limit of 5-Hydroxymethylfurfural and Related Compounds (requires Water Determination <921> I & Residue on Ignition <281>),Limit of Lead,Limit of Monomers,Molecular Weight Limit,pH <791>,Residual Solvents <467> (if required),Residue on Ignition <281>,USP 1,6-Anhydro-D-glucose RS., USP Dextrose RS., USP Sorbitol RS., USP Polydextrose RS.,Water Determination <921> I | SCC / ISO 17025
8573 | Polyethylene Glycol 3350 and Electrolytes for Oral Solution by USP36/S2 - pg 4825, 250 g | Assay for Bicarbonate,Assay for Chloride and Sulfate,Assay for Polyethylene Glycol 3350,Assay for Potassium and Sodium,Completeness of Solution <641>,Identification A - <197A>,Identification B - Bicarbonate <191>,Identification B - Chloride <191>,Identification B - Potassium <191>,Identification B - Sodium <191>,Identification B - Sulfate <191>,Osmolarity <785>,pH <791>,Residual Solvents <467> (if required),Uniformity of Dosage Units,USP Polyethylene Glycol 3350 RS | SCC / ISO 17025
8574 | Polyethylene Glycol 400 by JP | See Macrogol 400 | SCC / ISO 17025
8575 | Polyethylene Glycol by EP | See Macrogols | SCC / ISO 17025
8576 | Polyethylene Glycol by NF31/S2 - pg 2139, 300 g | Assay - Average Molecular Weight,Completeness and Color of Solution,Heavy Metals <231>,Limit of Ethylene Glycol and Diethylene Glycol (<450 MW),Limit of Ethylene Glycol and Diethylene Glycol (450-1000 MW),Limit of Free Ethylene Oxide and 1,4-Dioxane,pH <791>,Residual Solvents <467> (if required),Residue on Ignition <281>,Viscosity - Capillary Viscometer Methods <911> | SCC / ISO 17025
8577 | Polyethylene Glycol Monomethyl Ether by NF31/S2 - pg 2142, 600 g ***SEE ERRATA*** | Assay - Average Molecular Weight,Average Molecular Weight,Completeness and Color of Solution,Free Ethylene Oxide and 1,4-Dioxane,Heavy Metals <231>,Limit of 2-Methoxyethanol,Limit of Ethylene Glycol and Diethylene Glycol (MW < 600),Limit of Ethylene Glycol and Diethylene Glycol (MW 600-1500),pH <791>,Residual Solvents <467> (if required),Residue on Ignition <281>,Viscosity - Capillary Viscometer Methods <911> | SCC / ISO 17025
8578 | Polyethylene Glycols by FCC8/S3 - pg 906, 300 g | Completeness and Color of Solution,DESCRIPTION,Ethylene Glycol and Diethylene Glycol (<450 MW),Ethylene Glycol and Diethylene Glycol (>450 MW),Ethylene Oxide and 1,4-Dioxane,Lead (by ICPMS, not validated),Lead I,Nominal Molecular Weight,pH,Residue on Ignition (Sulfated Ash),Viscosity | SCC / ISO 17025
8579 | Polyisobutylene by FCC8/S3 - pg 911, 20 g (+separate 5 g for Volatiles) | DESCRIPTION,Identification - Infrared Spectra,Lead,Molecular Weight,Volatiles | SCC / ISO 17025
8580 | Polymyxin B Sulfate by USP36/S2 - pg 6686, amount needed depends on concentration ***SEE ERRATA*** | Assay <81>,Composition of Polymyxins,Identification A (Requires Composition of Polymyxins),Identification B,Identification C - Sulfate <191>,Loss on Drying <731>,Organic Impurities,pH <791>,Pyrogen Test <71>,Residual Solvents <467> (if required),Residue on Ignition,Sterility Tests <71>,USP Polymyxin B Sulfate RS. | SCC / ISO 17025
8581 | Polyoxyl 20 Cetostearyl Ether by NF31/S2 - pg 2155, 150 g ***SEE ERRATA*** | Acid Value <401>,Average Polymer Length,Free Ethylene Oxide,Free Polyethylene Glycols,Heavy Metals <231> II,Hydroxyl Value <401>,Identification A - Infrared Absorption <197A>,pH <791>,Residual Solvents <467> (if required),Residue on Ignition <281>,Saponification Value <401>,USP Polyoxyl 20 Cetostearyl Ether RS.,Water Determination <921> I | SCC / ISO 17025
8582 | Polyoxyl 35 Castor Oil by NF31/S2 - pg 2156, 100 g | Acid Value <401>,Heavy Metals <231> II,Hydroxyl Value <401>,Identification A - Infrared Absorption <197A>,Identification B,Identification C,Iodine Value <401>,Residual Solvents <467> (if required),Residue on Ignition <281>,Saponification Value <401>,Specific Gravity <841>,USP Polyoxyl 35 Castor Oil RS.,Viscosity - Capillary Viscometer Methods <911>,Water Determination <921> I | SCC / ISO 17025
8583 | Polyoxyl 40 Hydrogenated Castor Oil by NF31/S2 - pg 2156, 100 g | Acid Value <401>,Congealing Temperature <651>,Heavy Metals <231> II,Hydroxyl Value <401>,Identification A,Identification B,Iodine Value <401>,Residual Solvents <467> (if required),Residue on Ignition <281>,Saponification Value <401>,Water Determination <921> I | SCC / ISO 17025
8584 | Polyoxyl 40 Stearate by NF31/S2 - pg 2157, 50 g | Acid Value <401>,Congealing Temperature <651>,Free Polyethylene Glycols,Heavy Metals <231> II,Hydroxyl Value <401>,Identification - Infrared Absorption <197A>,Residual Solvents <467> (if required),Saponification Value <401>,USP Polyoxyl 40 Stearate RS.,Water Determination <921> I | SCC / ISO 17025
8585 | Polysorbate 20 by EP7/S8 - pg 2754, 100 g | Acid Value (2.5.1),CHARACTERS - Appearance, Solubility,CHARACTERS - Relative Density,CHARACTERS - Viscosity,Composition of Fatty Acids (2.4.22, C),Ethylene Oxide and Dioxan (2.4.25, A),Heavy Metals (2.4.8, C),Hydroxyl Value (2.5.3, A),Identification A - Infrared Absorption (2.2.24),Identification B - Hydroxyl Value,Identification C - Saponification Value,Identification D - Composition of Fatty Acids,Identification E,Peroxide Value (2.2.20),Ph. Eur. Reference Spectrum of Polysorbate 20,Saponification Value (2.5.6),Total Ash (2.4.16),Water (2.5.12) | SCC / ISO 17025
8586 | Polysorbate 20 by NF31/S2 - pg 2160, 80 g | Acid Value <401>,Assay - Composition of Fatty Acids,Bacterial Endotoxins Test <85>,Heavy Metals <231> II,Hydroxyl Value <401>,Identification A - Infrared Absorption <197F>,Identification B,Limit of Ethylene Oxide and Dioxane <228> II,Peroxide Value <401>,Residual Solvents <467> (if required),Residue on Ignition <281>,Saponification Value <401>,USP Polysorbate 20 RS.,Water Determination <921> I | SCC / ISO 17025
8587 | Polysorbate 40 by EP7/S8 - pg 2755, 100 g | Acid Value (2.5.1),CHARACTERS,Composition of Fatty Acids (2.4.22, C),Ethylene Oxide and Dioxan (2.4.25, A),Heavy Metals (2.4.8, C),Hydroxyl Value (2.5.3, A),Identification A (2.2.24),Identification B (Hydroxyl Value),Identification C (Saponification Value),Identification D (Composition of Fatty Acids),Identification E,Peroxide Value (2.2.20),Ph. Eur. Reference Spectrum of Polysorbate 40,Saponification Value (2.5.6),Total Ash (2.4.16),Water (2.5.12) | SCC / ISO 17025
8588 | Polysorbate 80 by EP7/S8 - pg 2756, 100 g | Acid Value (2.5.1),CHARACTERS - Appearance, Solubility,CHARACTERS - Relative Density,CHARACTERS - Viscosity,Composition of Fatty Acids (2.4.22, C),Ethylene Oxide and Dioxan (2.2.28),Heavy Metals (2.4.8, C),Hydroxyl Value (2.5.3, A) [requires Acid Value (2.5.1)],Identification A - Infrared Absorption (2.2.24),Identification B - Hydroxyl Value [requires Acid Value (2.5.1)],Identification C - Saponification Value,Identification D - Composition of Fatty Acids,Identification E,Peroxide Value (2.2.20),Ph. Eur. Reference Spectrum of Polysorbate 80,Saponification Value (2.5.6),Total Ash (2.4.16),Water (2.5.12) | SCC / ISO 17025
8589 | Polysorbate 80 by FCC8/S3 - pg 918, 150 g | 1,4-Dioxane (MODIFIED USING METHOD OF STANDARD ADDITION),Acid Value II,Assay - Oxyethylene Content,DESCRIPTION,Hydroxyl Value II,Identification A,Identification B,Identification C,Lead,Lead (by ICPMS, not validated),Oleic Acid,Residue on Ignition (Sulfated Ash),Saponification Value,Water | SCC / ISO 17025
8590 | Polysorbate 80 by JP16/S1 - pg 1265, 100 g | Acid Value <1.13>,DESCRIPTION,Identification (1),Identification (2),Identification (3),Identification (4),Iodine Value <1.13>,Purity (1) Heavy Metals <1.07> 2,Purity (2) Arsenic <1.11> 3,Residue on Ignition <2.44>,Saponification Value <1.13>,Specific Gravity <1.13>,Viscosity <2.53> 1,Water <2.48> | SCC / ISO 17025
8591 | Polysorbate 80 by NF31/S2 - pg 2163, 100 g | Acid Value <401>,Assay - Composition of Fatty Acids,Ethylene Oxide and Dioxane,Heavy Metals <231> II,Hydroxyl Value <401> (requires Acid Value <401>),Identification,Peroxide Value <401>,Residual Solvents <467> (if required),Residue on Ignition,Saponification Value <401>,Specific Gravity <841>,Viscosity - Capillary Viscometer Methods <911> and Rotational Rheometer Methods <912>,Water Determination <921> I | SCC / ISO 17025
8592 | Polyvinyl Alcohol by USP36/S2 - pg 4830, 35 g ***SEE ERRATA*** | Acid Value,Degree of Hydrolysis,Heavy Metals <231> II,Identification A <197A>,Identification B (requires Viscosity),Identification C,Limit of Methanol (methyl alcohol) and Methyl Acetate,Loss on Drying <731>,pH <791>,Residual Solvents <467> (if required),Residue on Ignition <281>,USP Acetone RS, Methyl Acetate RS, Methyl Alcohol RS, Polyvinyl Alcohol RS,Viscosity <911> (requires Loss on Drying <731>),Water-Insoluble Substances | SCC / ISO 17025
8593 | Potassium | 2.4.12 | SCC / ISO 17025
8594 | Potassium Acetate by ACS10/S3 - pg 501, 60 g | Assay,Calcium, Magnesium and Sodium (by ICPMS - not validated),Chloride,Heavy Metals I,Insoluble Matter,Iron,pH of a 5% Solution,Phosphate II,Sulfate I | SCC / ISO 17025
8595 | Potassium Acetate by USP36/S2 - pg 4831, 10 g | Assay (requires Loss on Drying <731>),Heavy Metals <231> I,Identification A - Potassium <191> ,Identification B - Acetate <191>,Limit of Sodium,Loss on Drying <731>,pH <791>,Residual Solvents <467> (if required) | SCC / ISO 17025
8596 | Potassium Benzoate by FCC8/S3 - pg 1685, 25 g | Alkalinity,Assay (requires Water Determination),DESCRIPTION,Identification A,Identification B - Infrared Absorption,Identification C - Potassium,Lead,Lead (by ICPMS, not validated),USP Potassium Benzoate RS.,Water Determination | SCC / ISO 17025
8597 | Potassium Bicarbonate by USP36/S2 - pg 4833, 25 g | Assay (requires Loss on Drying <731>),Heavy Metals <231> I,Identification A - Potassium <191> ,Identification B - Bicarbonate <191>,Loss on Drying <731>,Normal Carbonate,Residual Solvents <467> (if required) | SCC / ISO 17025
8598 | Potassium Bromide by USP36/S2 - pg 4836, 75 g | Acidity or Alkalinity (requires Appearance of solution),Appearance of Solution,Assay (requires Loss on Drying <731> AND Limit of Chlorine),Bromates (requires Appearance of Solution),Heavy Metals <231> I,Identification A - Bromide <191>,Identification B - Potassium <191>,Iodides (requires Appearance of Solution),Limit of Chlorine,Limit of Iron (requires Appearance of Solution),Loss on Drying <731>,Magnesium and Alkaline-Earth Metals,Residual Solvents <467> (if required),Sulfates <221> | SCC / ISO 17025
8599 | Potassium Chlorate by ACS10/S3 - pg 514, 100 g | Assay,Bromate,Calcium, Magnesium, and Sodium,Chloride,Heavy Metals,Insoluble Matter,Iron,Sulfate | SCC / ISO 17025
8600 | Potassium Chloride by EP7/S8 - pg 4687, 75 g | Acidity or Alkalinity (requires Solution S),Aluminum (2.4.17),Appearance of Solution (2.2.1 & 2.2.2, II) (requires Solution S),Assay [requires Loss on drying (2.2.32)],Barium (requires Solution S),Bromides (2.2.25) (requires Solution S),CHARACTERS - Appearance,CHARACTERS - Solubility,Heavy Metals (2.4.8, A) (requires Solution S),Identification A - Chlorides (2.3.1, a & b),Identification B - Potassium (2.3.1, a & b) (requires Solution S),Iodides,Iron (2.4.9) (requires Solution S),Loss on Drying (2.2.32),Magnesium and Alkaline-Earth Metals (2.4.7),Sodium (2.2.22, I),Solution S,Sulfates (2.4.13) (requires Solution S) | SCC / ISO 17025
8601 | Potassium Chloride by FCC8/S3 - pg 931, 40 g | Acidity or Alkalinity,Assay,DESCRIPTION,Heavy Metals (as Pb) I,Heavy Metals (as Pb) II,Heavy Metals (as Pb) III,Identification - Chloride,Identification - Potassium,Iodide and/or Bromide,Loss on Drying,Sb, As, & Cd (by ICPMS, not validated),Sodium - Sample with added substances,Sodium - Sample with added substances (by ICPMS, not validated),Sodium - Sample without added substances | SCC / ISO 17025
8602 | Potassium Chloride by JP16/S1 - pg 1267, 30 g | Assay <2.50>,DESCRIPTION,Identification - Potassium Salt <1.09> & Chloride <1.09>,Loss on Drying <2.41>,Purity (1) Clarity and Color of Solution,Purity (2) Acidity and Alkalinity,Purity (3) Bromide,Purity (4) Iodide,Purity (5) Heavy Metals <1.07> 1,Purity (6) Calcium and Magnesium,Purity (7) Sodium - Flame Coloration Test <1.04>,Purity (8) Arsenic <1.11> 1 | SCC / ISO 17025
8603 | Potassium Chloride by USP36/S2 - pg 4838, 35 g | Acidity or Alkalinity,Aluminum <206>,Assay (requires Loss on Drying <731>),Bromide,Calcium and Magnesium,Heavy Metals <231>,Identification A - Potassium <191> ,Identification B - Chloride <191> ,Iodide,Loss on Drying <731>,Residual Solvents <467> (if required),Sodium | SCC / ISO 17025
8604 | Potassium Citrate by USP36/S2 - pg 4845, 20 g | Alkalinity,Assay (requires Loss on Drying <731>),Heavy Metals <231> I,Identification A - Potassium <191> and Citrate <191>,Loss on Drying <731>,Residual Solvents <467> (if required),Tartrate | SCC / ISO 17025
8605 | Potassium Citrate Extended-Release Tablets by USP36/S2 - pg 4845, (# of Tablets required depends on label claim) | Assay <345>,Dissolution <711>,Identification A - Potassium <191>,Identification B - Citrate <191>,Potassium Content (by ICP-OES, not validated),Residual Solvents <467> (if required),Uniformity of Dosage Units <905>,USP Citric Acid RS. | SCC / ISO 17025
8606 | Potassium Dihydrogen Phosphate by EP7/S8 - pg 2768, 30 g | Appearance of Solution (2.2.1 & 2.2.2, II) (requires Solution S),Arsenic (2.4.2, A),Assay (2.2.20) (requires Loss on Drying),CHARACTERS,Chlorides (2.4.4) (requires Solution S),Heavy Metals (2.4.8, A) (requires Solution S),Identification A (2.2.4) (requires Solution S),Identification B - Phosphates (2.3.1, b) (requires Solution S),Identification C - Potassium (2.3.1, b) (requires Solution S),Iron (2.4.9) (requires Solution S),Loss on Drying (2.2.32),pH (2.2.3) (requires Solution S),Reducing Substances (requires Solution S),Sodium (2.2.22, I),Sodium (by ICPMS, not validated),Solution S,Sulfates (2.4.13) (requires Solution S) | SCC / ISO 17025
8607 | Potassium Gluconate by USP36/S2 - pg 4847, 25 g | Assay (requires Loss on Drying <731>),Heavy Metals <231> I,Identification A - Infrared Absorption <197A>,Identification B - Potassium <191>,Identification C - Thin-Layer Chromatography,Loss on Drying <731>,Potassium by ICP-OES, not validated (requires Loss on Drying <731>),Reducing Substances,Residual Solvents <467> (if required),USP Potassium Gluconate RS. | SCC / ISO 17025
8608 | Potassium Hydroxide by ACS10/S3 - pg 534, 200 g | Assay and Potassium Carbonate,Calcium, Magnesium, and Sodium,Calcium, Magnesium, and Sodium (by ICPMS, not validated),Chloride (requires Sample Solution A),GENERAL DESCRIPTION,Heavy Metals (requires Sample Solution A),Iron (requires Sample Solution A),Nickel (requires Sample Solution A),Nitrogen Compounds (requires Sample Solution A),Phosphate (requires Sample Solution A),Sample Solution A,Sulfate (requires Sample Solution A) | SCC / ISO 17025
8609 | Potassium Hydroxide by EP7/S8 - pg 2770, 100 g | Aluminum (2.4.17),Appearance of Solution (2.2.1 and 2.2.2, II),Assay,Carbonates (requires Assay),Chlorides (2.4.4) (requires S1),Heavy Metals (2.4.8) (requires S2),Identification A - pH,Identification B - Potassium (2.3.1, b),Iron (2.4.9) (requires S2),Phosphates (2.4.11) (requires S1),Sodium (2.2.23, II),Solution S1,Solution S2,Sulfates (2.4.13) (requirs S2) | SCC / ISO 17025
8610 | Potassium Hydroxide by FCC8/S3 - pg 937, 20 g | Assay - Total Alkali,Carbonate (as K2CO3),DESCRIPTION,Identification - Potassium,Insoluble Substances,Lead,Mercury (by ICPMS, not validated),Mercury I | SCC / ISO 17025
8611 | Potassium Hydroxide by NF31/S2 - pg 2171, 10 g | Assay,Heavy Metals <231>,Identification A - Potassium <191>,Insoluble Substances,Residual Solvents <467> (if required) | SCC / ISO 17025
8612 | Potassium Hydroxide Solution by FCC8/S3 - pg 937, (amount depends nominal concentration) | Assay - Total Alkali (as KOH),Carbonate (as K2CO3),DESCRIPTION,Identification A - Potassium,Lead (requires Assay),Mercury (by ICPMS, not validated),Mercury I | SCC / ISO 17025
8613 | Potassium Iodide by USP36/S2 - pg 4852, 30 g | Alkalinity,Assay (requires Loss on Drying 731>),Heavy Metals <231>,Identification A - Potassium <191>,Identification B - Iodide <191>,Iodate,Limit of Nitrate, Nitrite, and Ammonia,Loss on Drying <731>,Residual Solvents <467> (if required),Thiosulfate and Barium | SCC / ISO 17025
8614 | Potassium Nitrate by ACS10/S3 - pg 540, 100 g | Assay,Calcium, Magnesium, and Sodium (by ICPMS, not validated),Chloride,Heavy Metals,Insoluble Matter,Iodate,Iron,Nitrite,pH of a 5% Solution at 25.0 C,Phosphate,Sulfate | SCC / ISO 17025
8615 | Potassium Nitrate by EP7/S8 - pg 5033, 30 g | Acidity or Alkalinity (requires Solution S),Ammonium (2.4.1) (requires Solution S),Appearance of Solution (2.2.1 and 2.2.2, II) (requires Solution S),Assay (requires Loss on Drying),Calcium (2.4.3) (requires Solution S),CHARACTERS,Chlorides (2.4.13),Heavy Metals (2.4.8, A) (requires Solution S),Identifcation B - Potassium (2.3.1) (requires Solution S,Identification A - Nitrates (2.3.1),Iron (2.4.9) (requires Solution S),Loss on Drying (2.2.32),Reducible Substances (requires Solution S),Sodium (2.2.22, II),Solution S,Sulfates (2.4.13) (requires Solution S) | SCC / ISO 17025
8616 | Potassium Nitrate by FCC8/S3 - pg 942, 20 g | Assay,Chlorate,DESCRIPTION,Identification - Nitrate,Identification - Potassium,Lead,Loss on Drying | SCC / ISO 17025
8617 | Potassium Nitrate by USP36/S2 - pg 4853, 25 g | Arsenic <211> I,Assay,Chloride <221>,Heavy Metals <231> I,Identification A - Potassium <191>,Identification B - Nitrate <191>,Iron <241>,Lead <251>,Limit of Nitrite,Limit of Sodium,Residual Solvents <467> (if required),Sodium (by ICPMS, not validated),Sulfate <221> | SCC / ISO 17025
8618 | Potassium Phosphate Dibasic by EP | See Dipotassium Phosphate | SCC / ISO 17025
8619 | Potassium Phosphate Monobasic by EP | See Potassium Dihydrogen Phosphate | SCC / ISO 17025
8620 | Potassium Phosphate, Dibasic by ACS10/S3 - pg 550, 75 g | Assay,Chloride,GENERAL DESCRIPTION,Heavy Metals I,Insoluble Matter,Iron II,Loss on Drying,Nitrogen Compounds,pH of a 5% Solution at 25.0 Deg. C,Sodium,Sodium (by ICPMS, not validated),Sulfate | SCC / ISO 17025
8621 | Potassium Phosphate, Dibasic by FCC8/S3 - pg 943, 100 g | Arsenic,Assay,DESCRIPTION,Fluoride,Identification - Phosphate,Identification - Potassium,Insoluble Substances,Lead,Lead (by ICPMS, not validated),Loss on Drying | SCC / ISO 17025
8622 | Potassium Phosphate, Dibasic by USP36/S2 - pg 4856, 100 g | Arsenic <211> I,Assay (requires Loss on Drying <731>),Carbonate,Chloride <221>,Heavy Metals <231> I,Identification A - Potassium <191> ,Identification B - Phosphate <191>,Insoluble Substances,Iron,Limit of Fluoride,Limit of Monobasic or Tribasic Salt,Loss on Drying <731>,pH <791>,Residual Solvents <467> (if required),Sodium,Sulfate <221> | SCC / ISO 17025
8623 | Potassium Phosphate, Monobasic by FCC8/S3 - pg 944, 65 g | Arsenic,Assay,DESCRIPTION,Fluoride,Identification - Phosphate,Identification - Potassium,Insoluble Substances,Lead,Lead (ICPMS not validated),Loss on Drying | SCC / ISO 17025
8624 | Potassium Phosphate, Monobasic by NF31/S2 - pg 2172, 75 g | Arsenic <211> I,Assay,Heavy Metals <231> I,Identification A - Potassium <191>,Identification B - Phosphate <191>,Insoluble Substances,Lead <251>,Limit of Fluoride,Loss on Drying <731>,Residual Solvents <467> (if required) | SCC / ISO 17025
8625 | Potassium Sorbate by FCC8/S3 - pg 947, 20 g | Acidity (as Sorbic Acid),Alkalinity (as K2CO3),Assay (requires Loss on Drying),DESCRIPTION,Identification A - Potassium,Identification B,Lead,Lead (ICPMS not validated),Loss on Drying | SCC / ISO 17025
8626 | Potassium Sorbate by NF31/S2 - pg 2173, 25 g | Acidity or Alkalinity,Assay (requires Loss on Drying <731>),Heavy Metals <231> II,Identification A - Potassium <191>,Identification B,Loss on Drying <731>,Residual Solvents <467> (if required) | SCC / ISO 17025
8627 | Potassium Sulfate by ACS10/S3 - pg 557, 100 g | Assay,Calcium, Magnesium, and Sodium (by ICPMS, not validated),Chloride,Heavy Metals I,Insoluble Matter,Iron I,Nitrogen Compounds,pH of a 5% Solution at 25.0C | SCC / ISO 17025
8628 | Potato Starch by EP7/S8 - pg 2775, 45 g | CHARACTERS,Foreign Matter,Identification A,Identification B,Identification C,Iron (2.4.9),Loss on Drying (2.2.32),Microbial Contamination,Oxidising Substances (2.5.30),pH (2.2.3),Sulfated Ash (2.4.14),sulfur Dioxide (2.5.29) | SCC / ISO 17025
8629 | Potentiometric Determination of Ionic Concentration Using Ion-Selective Electrodes | 2.2.36 I | SCC / ISO 17025
8630 | Potentiometric Determination of Ionic Concentration Using Ion-Selective Electrodes | 2.2.36 II | SCC / ISO 17025
8631 | Potentiometric Determination of Ionic Concentration Using Ion-Selective Electrodes | 2.2.36 III | SCC / ISO 17025
8632 | Potentiometric Determination of pH | 2.2.3 | SCC / ISO 17025
8633 | Potentiometric Titration | 2.2.20 | SCC / ISO 17025
8634 | Povidone by EP7/S8 - pg 3695, 100 g | Aldehydes (2.2.25),Appearance of Solution (2.2.1 & 2.2.2, II) (requires Solution S),Assay (requires Water),CHARACTERS,EP Povidone CRS.,Formic Acid (2.2.29),FUNCTIONALITY-RELATED CHARACTERISTICS,Heavy Metals (2.4.8, D),Hydrazine (2.2.27),Identification A (2.2.24),Identification B (requires Solution S1),Identification C (requires Solution S1),Identification D (requires Solution S1),Identification E,Impurity A (2.2.29),Impurity B (2.2.29),Molecular Mass,Peroxides (2.2.25),pH (2.2.3) (requires Solution S),Solution S,Solution S1,Sulfated Ash (2.4.14),Viscosity (2.2.9), Expressed as K-Value,Viscosity (2.9.9),Water (2.5.12) | SCC / ISO 17025
8635 | Povidone by USP36/S2 - pg 6037, 75 g | 2-Pyrrolidone <621>,Assay - Nitrogen Determination <461> II (Requires Water Determination <921> I),Formic Acid <621>,Identification A - Infrared Absorption <197A>,Identification B,Identification C,Identification D,Identification E,K-Value (requires Water <921> I),Lead <251>,Limit of Aldehydes <851>,Limit of Hydrazine <621>,Peroxides <851>,pH <791>,Residual Solvents <467> (if required),Residue on Ignition <281>,USP Povidone RS,Vinylpyrrolidinone <621>,Water Determination <921> I | SCC / ISO 17025
8636 | Povidone-Iodine by USP36/S2 - pg 4861, 30 g | Assay for Available Iodine (requires Loss on Drying <731>,Heavy Metals <231> II,Identification A,Identification B,Iodide Ion (requires Assay for Available Iodine and Loss on Drying <731>),Loss on Drying <731>,Nitrogen content <461> II (requires Loss on Drying <731>),Residual Solvents <467> (if required),Residue on Ignition <281> | SCC / ISO 17025
8637 | Powder Fineness | <811> | SCC / ISO 17025
8638 | Powder Flow | 2.9.36 | SCC / ISO 17025
8639 | Powdered Cellulose by USP/NF | see Cellulose, Powdered | SCC / ISO 17025
8640 | Pramoxine Hydrochloride by USP36/S2 - pg 4866, 10 g | Assay (requires Loss on Drying <731>),Identification A <197A>,Identification B,Identification C - Chloride <191>,Loss on Drying <731>,Melting Range <741>,Residual Solvents <467> (if required),Residue on Ignition <281>,USP Pramoxine Hydrochloride RS. | SCC / ISO 17025
8641 | Praziquantel by USP36/S2 - pg 6040, 20 g | Assay (requires Loss on Drying <731>),Heavy Metals <231> II,Identification A - Infrared Absorption <197A>,Identification B (requires Assay),Limit of Phosphate,Loss on Drying <731>,Organic Impurities,Residual Solvents <467> (if required),Residue on Ignition <281>,USP Praziquantel RS., USP Praziquantel Related Compound A RS., USP Praziquantel Related Compound B RS., USP Praziquantel Related Compound C RS. | SCC / ISO 17025
8642 | Prednisolone Acetate by EP7/S8 - pg 2787, 10 g | Assay (2.2.25) (requires Loss on Drying (2.2.32)),EP Prednisolone Acetate CRS., EP Prednisolone Pivalate CRS., EP Hydrocortisone Acetate CRS.,Identification A (2.2.24),Identification B (2.2.27),Identification C ,Identification D (2.3.1),Loss on Drying (2.2.32),Related Substances (2.2.29),Specific Optical Rotation (2.2.7) | SCC / ISO 17025
8643 | Prednisolone Acetate by USP36/S2 - pg 4881, 10 g | Assay (requires Loss on Drying <731>),Chromatographic Purity,Identification A <197A>,Identification B <197U> (requires Loss on Drying <731>),Loss on Drying <731>,Residual Solvents <467> (if required),Specific Rotation <781S> (requires Loss on Drying <731>),USP Prednisolone Acetate RS. | SCC / ISO 17025
8644 | Pregelatinized Starch by NF | See Starch, Pregelatinized | SCC / ISO 17025
8645 | Primidone by USP36/S2 - pg 4894, 10 g | Assay,Identification A - Infrared Absorption <197A>,Identification B (requires Assay),Loss on Drying <731>,Organic Impurities,Residual Solvents <467> (if required),Residue on Ignition <281>,USP Primidone RS, USP Phenobarbital RS, USP Primidone Related Compounds C RS. | SCC / ISO 17025
8646 | Procainamide Hydrochloride by USP36/S2 - pg 4901, 15 g | Assay (requires Loss on Drying <731>),Heavy Metals <231> II,Identification A <197A>,Identification B,Limit of Free p-Aminobenzoic Acid,Loss on Drying <731>,Melting Range <741>,Ordinary Impurities <466>,Residual Solvents <467> (if required),Residue on Ignition <281>,USP Aminobenzoic Acid RS., USP Procainamide Hydrochloride RS. | SCC / ISO 17025
8647 | Procaine Hydrochloride by USP36/S2 - pg 4906, 25 g | Acidity,Assay - Nitrite Titration <451> (requires Loss on Drying <731>),Bacterial Endotoxins <85>,Chromatographic Purity,Heavy Metals <231>,Identification A <197A>,Identification B,Identification C - Chloride <191>,Loss on Drying <731>,Melting Range <741>,Residual Solvents <467> (if required),Residue on Ignition <281>,Sterility <71>,USP Endotoxin RS., USP Procaine Hydrochloride RS. | SCC / ISO 17025
8648 | Procedure A (visual), Procedure B (turbidimeter), Absorbance (requires Preparation of Solution S), Acidity or Alkalinity (requires Preparation of Solution S), Ammonium (requires Preparation of Solution S), Appearance of Solution - Determination of Color, Appearance of Solution - Determination of Turbidity (Opalescence), Extractable Zinc (requires Preparation of Solution S), Fragmentation, Heavy Metals <231> (requires Preparation of Solution S), Penetrability, Preparation of Blank (requires Autoclave), Preparation of Solution S (requires Autoclave), Reducing Substances (requires Preparation of Solution S), Self-Sealing Capacity, Volatile Sulfides (requires Autoclave), Biological Tests, Functionality Tests, Physicochemical Tests,Elastomeric Closures for Injections | <381> | SCC / ISO 17025
8649 | Procedure A, Procedure B, Procedure C, Loss on Drying <731>, Water-Insoluble Articles, Water-Soluble Articles, Class 1 and Class 2 Residual Solvents,Class 3 Residual Solvents, Method for Methylene Chloride in Coated Tablets, Method I, Method IV, Method V, Method VI,Organic Volatile Impurities,Residual Solvents (Ask for at least 1 g - we need at least 250 mg for each procedure. If we are starting at A and may go forward ask for 5 grams.),Residual Solvents with different specifications than found under "Res Solv" tab above | <467> | SCC / ISO 17025
8650 | Procedure for Bacitracin, Neomycin, and Polymyxin B | <201BNP> | SCC / ISO 17025
8651 | Progesterone by USP36/S2 - pg 4914, 4 g | Assay (requires Loss on Drying <731>),Identification A - Infrared Absorption <197A>,Identification B - Ultraviolet Absorption <197U>,Loss on Drying <731>,Melting Range <741>,Residual Solvents <467> (if required),Specific Rotation <781S> (requires Loss on Drying <731>),USP Progesterone RS. | SCC / ISO 17025
8652 | Proline by EP7/S8 - pg 2802, 25 g | Ammonium (2.4.1, B),Appearance of Solution (2.2.1 & 2.2.2, II) (requires Solution S),Assay (requires Loss on Drying),CHARACTERS,Chlorides (2.4.4) (requires Solution S),EP Proline CRS., EP Threonine CRS.,Heavy Metals (2.4.8, A),Identification A (2.2.7) (requires Loss on Drying),Identification B (2.2.24),Identification C (2.2.27),Iron (2.4.9),Loss on Drying (2.2.32),Ninhydrin-Positive Substances (2.2.27),Solution S,Specific Optical Rotation (2.2.7) (requires Loss on Drying),Sulfated Ash (2.4.14),Sulfates (2.4.13) (requires Solution S) | SCC / ISO 17025
8653 | Proline by USP36/S2 - pg 4919, 35 g | Assay (requires Loss on Drying <731>),Chloride <221>,Heavy Metals <231> I,Identification A - Infrared Absorption <197A>,Iron <241>,Loss on Drying <731>,Related Compounds,Residual Solvents <467> (if required),Residue on Ignition <281>,Specific Rotation <781S> (requires Loss on Drying <731>),Sulfate <221>,USP L-Proline RS., USP L-Threonine RS. | SCC / ISO 17025
8654 | Promethazine Hydrochloride by USP36/S2 - pg 4922, 35 g | Assay (requires Loss on Drying <731>),Completeness and Clarity of Solution,Identification A - IR <197A>,Identification B - Chloride <191>,Loss on Drying <731>,pH <791>,Related Substances - TLC <621>,Residual Solvents <467> (if required),Residue on Ignition <281>,USP Promethazine Hydrochloride RS. | SCC / ISO 17025
8655 | Propionic Acid by FCC8/S3 - pg 957, 500 mL | Aldehydes (as Propionaldehyde),Assay (requires Water),DESCRIPTION,Distillation Range,Lead,Lead (by ICPMS, not validated),Nonvolatile Residue,Readily Oxidizable Substances (as Formic Acid),Specific Gravity,Water | SCC / ISO 17025
8656 | Propyl Gallate by NF31/S2 - pg 2176, 15 g | Assay (requires Loss on Drying <731>),Heavy Metals <231> II,Identification A - Infrared Absorption <197A>,Identification B - Ultraviolet Absorption <197U>,Loss on Drying <731>,Melting Range or Temperature <741>,Residual Solvents <467> (if required),Residue on Ignition <281>,USP Propyl Gallate RS. | SCC / ISO 17025
8657 | Propyl Parahydroxybenzoate by EP7/S8 - pg 2813, 8 g | Acidity (requires Solution S),Appearance of Solution (2.2.1 & 2.2.2, II) (requires Solution S),Assay,CHARACTERS,EP Propyl Parahydroxybenzoate CRS.,Identification A (2.2.14),Identification B (2.2.24),Identification C (2.2.27),Related Substances (2.2.29),Solution S,Sulfated Ash (2.4.14) | SCC / ISO 17025
8658 | Propylene Glycol by EP7/S8 - pg 2814, 500 mL | Acidity,Appearance (2.2.1 & 2.2.2, II),CHARACTERS,Heavy Metals (2.4.8 A),Identification A (2.2.5),Identification B (2.2.6),Identification C - Boiling Point (2.2.12),Identification D - Melting Point (2.2.14),Oxidising Substances,Reducing Substances,Refractive Index (2.2.6),Relative Density (2.2.5),Sulfated Ash (2.4.14),Water (2.5.12) | SCC / ISO 17025
8659 | Propylene Glycol by FCC8/S3 - pg 963, 500 mL | Acidity,Assay,DESCRIPTION,Distillation Range,Identification - Infrared Absorption,Lead,Lead (by ICPMS, not validated),Residue on Ignition (Sulfated Ash),Specific Gravity,USP Propylene Glycol RS.,Water | SCC / ISO 17025
8660 | Propylene Glycol by USP36/S2 - pg 4953, 250 mL | Acidity,Assay,Chloride <221>,Heavy Metals <231>,Identification A - Infrared Absorption <197F>,Identification B - Limit of Diethylene Glycol and Ethylene Glycol,Identification C (requires Identification B),Residual Solvents <467> (if required),Residue on Ignition <281>,Specific Gravity <841>,Sulfate <221>,USP Propylene Glycol RS, Diethylene Glycol RS, Ethylene Glycol RS.,Water Determination <921> I | SCC / ISO 17025
8661 | Propylene Glycol Monocaprylate by NF31/S2 - pg 2179, 50 g | Acid Value <401>,Assay,Fatty Acid Composition <401>,Heavy Metals <231> II,Identification A - Infrared Absorption <197A>,Identification B - Thin-Layer Chromatographic Identification Test <201>,Identification C ,Iodine Value <401>,Limit of Propylene Glycol,Peroxide Value <401>,Residual Solvents <467> (if required),Saponification Value <401>,Total Ash <561>,USP Propylene Glycol RS, USP Propylene Glycol Monocaprylate Type I RS, USP Propylene Glycol Monocaprylate Type II RS,Water Determination <921> Ia | SCC / ISO 17025
8662 | Propylene Oxide by FCC8/S3 - pg 966, 400 g | Acidity (as Acetic Acid),Assay (requires USP Propylene Oxide RS.),DESCRIPTION,Identification A - Infrared Absorption (requires USP Propylene Oxide RS.),Identification B,Identification C - Specific Gravity,Nonvolatile Residue,Total Chlorides,USP Propylene Oxide RS.,Water | SCC / ISO 17025
8663 | Propylparaben by NF31/S2 - pg 2182, 20 g | Acidity,Assay,Color of Solution <631>,Identification A - Infrared Absorption <197A>,Identification B - Melting Range or Temperature <741>,Related Substances,Residual Solvents <467> (if required),Residue on Ignition <281>,USP Ethylparaben RS., USP Propylparaben RS. | SCC / ISO 17025
8664 | Propylparaben Sodium by NF31/S2 - pg 2183, 15 g | Assay (requires Water Determination <921> I),Chloride <221>,Completeness of Solution <641>,Identification A,Identification B,pH <791>,Residual Solvents <467> (if required),Sulfate <221>,USP Propylparaben RS.,Water Determination <921> I | SCC / ISO 17025
8665 | Protamine Sulfate by USP36/S2 - pg 4957, 5 g | Assay (requires Loss on Drying <731>),Loss on Drying <731>,Nitrogen Determination <461> II (requires Loss on Drying <731>),Residual Solvents <467> (if required),Sulfate (requires Loss on Drying <731>),Ultraviolet Absorbance <851>,USP Heparin Sodium for Assays RS. | SCC / ISO 17025
8666 | Protein Hydrolysate Injection by USP34/S2 - pg 4073, 100 mL | Bacterial Endotoxins <85>,Biological Adequacy,Content of alpha-Amino Nitrogen (requires Nitrogen Content),Injection <1>,Nitrogen Content <461>,Non-Antigenicity,pH <791>,Potassium (by ICPMS, not validated),Potassium and Sodium (by ICPMS, not validated),Potassium Content (see below),Residual Solvents <467> (if required),Sodium (by ICPMS, not validated),Sodium Content (see below),USP Endotoxin RS. | SCC / ISO 17025
8667 | Protein in Polysaccharide Vaccines | 2.5.16 | SCC / ISO 17025
8668 | Pseudoephedrine Hydrochloride by USP36/S2 - pg 4960, 10 g | Assay (requires Loss on Drying <731>),Chromatographic Purity (requires Assay),Identification A <197A>,Identification B - Chloride <191>,Loss on Drying <731>,Melting Range <741> Class I,pH <791>,Residual Solvents <467> (if required),Residue on Ignition <281>,Specific Rotation <781S> (requires Loss on Drying <731>),USP Pseudoephedrine Hydrochloride RS, USP Ephedrine Sulfate RS. | SCC / ISO 17025
8669 | Psyllium Husk by USP36/S2 - pg 4967, 150 g | Acid-Insoluble Ash <561>,Articles for Botanical Origin, Total Ash <561>,Botanic Characteristics,Heavy Metals <231> II,Identification A,Identification B,Insect Infestation,Light Extraneous Matter,Microbial Enumeration Tests <61> and Tests for Specified Microorganisms <62>,Pesticide Residues <561>,Residual Solvents <467> (if required),Swell Volume,Water Determination <921> II | SCC / ISO 17025
8670 | Purified Bentonite by NF | See Bentonite, Purified | SCC / ISO 17025
8671 | PVP by USP/EP | See Povidone | SCC / ISO 17025
8672 | PVP-I by USP | See Povidone-Iodine | SCC / ISO 17025
8673 | Pyrantel Pamoate by USP36/S2 - pg 4969, 50 g | Assay (requires Loss on Drying <731>),Content of Pamoic Acid,Heavy Metals <231> II,Identification A - Infrared Absorption <197A>,Identification B - Ultraviolet Absorption <197U>,Identification C (requires Assay),Limit of Iron <241>,Loss on Drying <731>,Organic Impurities,Residual Solvents <467> (if required),Residue on Ignition <281>,USP Pamoic Acid RS., USP Pyrantel Pamoate RS, USP Pyrantel Related Compound A RS. | SCC / ISO 17025
8674 | Pyrazinamide by USP36/S2 - pg 4972, 10 g | Assay,Heavy Metals <231> II,Identification A <197A>,Identification B <197U>,Identification C,Melting Range <741>,Residual Solvents <467> (if required),Residue on Ignition <281>,Water <921> I | SCC / ISO 17025
8675 | Pyridine by ACS10/S3 - pg 564, 300 mL | Ammonia,Assay (requires Water),Chloride ,Copper (by ICPMS, not validated),Reducing Substances,Residue after Evaporation ,Solubility in Water,Sulfate III,Water I | SCC / ISO 17025
8676 | Pyridoxine Hydrochloride by EP7/S8 - pg 2827, 10 g | Appearance of Solution (2.2.1 & 2.2.2, II) (requires Solution S),Assay (2.2.20) [requires Loss on Drying (2.2.32)],CHARACTERS - Appearance,CHARACTERS - Melting Point,CHARACTERS - Solubility,EP Pyridoxine Hydrochloride CRS., EP Pyridoxine Impurity A CRS., EP 4-Deoxypyridoxine Hydrochloride CRS.,Heavy Metals (2.4.8, A) (requires Solution S),Identification A - UV/Vis Absorption Spectrophotometry (2.2.25) (requires Solution S),Identification B - Infrared Absorption Spectrophotometry (2.2.24),Identification C - Thin-Layer Chromatography (2.2.27),Identification D - Chlorides (2.3.1, a) (requires Solution S),Loss on Drying (2.2.32),pH (2.2.3) (requires Solution S),Related Substances (2.2.29),Solution S,Sulfated Ash (2.4.14) | SCC / ISO 17025
8677 | Pyridoxine Hydrochloride by USP36/S2 - pg 4976, 50 g | Assay (requires Loss on Drying <731>),Content of Chloride (requires Loss on Drying <731>),Heavy Metals <231> II,Identification A - Infrared Absorption <197A>,Identification B - Chloride <191>,Loss on Drying <731>,Residual Solvents <467> (if required),Residue on Ignition <281>,USP Pyridoxine Hydrochloride RS. | SCC / ISO 17025
8678 | Quinine Hydrochloride by EP7/S8 - pg 2834, 50 g | Appearance of Solution (2.2.1 & 2.2.2, II) (requires Solution S),Assay (requires Loss on Drying (2.2.32)),Barium (requires Solution S),CHARACTERS,EP Quinine Sulfate CRS., EP Quinidine Sulfate CRS.,Identification A (2.2.27),Identification B,Identification C,Identification D - Chlorides (2.3.1),Identification E,Loss on Drying (2.2.32),Other Cinchona Alkaloids - LC (2.2.29),pH (2.2.3) (requires Solution S),Solution S,Specific Optical Rotation (2.2.7) (requires Solution S),Sulfated Ash (2.4.14),Sulfates (2.4.13) | SCC / ISO 17025
8679 | Quinine Hydrochloride by FCC8/S3 - pg 972, 50 g | Assay (requires Loss on Drying),Chloroform-Alcohol Insoluble Substances,DESCRIPTION,Identification A,Identification B - Optical (Specific) Rotation,Identification C - Chloride,Loss on Drying,Optical (Specific) Rotation (requires Loss on Drying),Other Cinchona Alkaloids,Readily Carbonizable Substances,Residue on Ignition (Sulfated Ash),Sulfate | SCC / ISO 17025
8680 | Radioactivity | <821> | SCC / ISO 17025
8681 | Radiopharmaceuticals for Positron Emission Tomography - Compounding | <823> | SCC / ISO 17025
8682 | Ranitidine Hydrochloride by USP36/S2 - pg 5009, 10 g | Assay (requires Loss on Drying <731>),Chromatographic Purity,Identification A <197A>,Identification B <197U> (requires Loss on Drying <731>),Identification C - Chloride <191>,Loss on Drying <731>,pH <791>,Residual Solvents <467> (if required),Residue on Ignition <281>,USP Ranitidine Hydrochloride RS., USP Ranitidine Resolution Mixture RS. | SCC / ISO 17025
8683 | Readily Carbonizable Substances Test | <271> | SCC / ISO 17025
8684 | Refractive Index | <831> | SCC / ISO 17025
8685 | Refractive Index | 2.2.6 | SCC / ISO 17025
8686 | Reinecke Salt by ACS10/S3 - pg 568, 5g | Assay,Insoluble in Dilute Hydrochloric Acid,Sensitivity | SCC / ISO 17025
8687 | Relationship Between Reaction of Solution, Approximate pH and Colour of Certain Indicators | 2.2.4 | SCC / ISO 17025
8688 | Relative Density | 2.2.5 | SCC / ISO 17025
8689 | Residue on Evaporation of Essential Oils | 2.8.9 | SCC / ISO 17025
8690 | Residue on Ignition | <281> | SCC / ISO 17025
8691 | Riboflavin 5'-(Sodium Hydrogen Phosphate) by EP | See Riboflavin Sodium Phosphate | SCC / ISO 17025
8692 | Riboflavin 5'-Phosphate Sodium by EP | See Riboflavin Sodium Phosphate | SCC / ISO 17025
8693 | Riboflavin 5'-Phosphate Sodium by FCC8/S3 - pg 983, 75 g | Assay (requires Loss on Drying),DESCRIPTION,Free Phosphate,Free Riboflavin and Riboflavin Diphosphate,Identification,Lead,Lead (by ICPMS, not validated),Loss on Drying,Optical (Specific) Rotation (requires Loss on Drying),pH,Residue on Ignition (Sulfated Ash),USP Riboflavin RS., USP Phosphated Riboflavin RS. | SCC / ISO 17025
8694 | Riboflavin 5'-Phosphate Sodium by USP36/S2 - pg 5037, 5 g | Assay (requires Loss on Drying <731>),Free Phosphate,Free Riboflavin and Riboflavin Diphosphates,Identification A - Color and Fluorescence of Solution ,Identification B - Sodium <191> and Phosphate <191> (see below),Limit of Lumiflavin,Loss on Drying <731>,pH <791>,Residual Solvents <467> (if required),Residue on Ignition <281>,Specific Rotation <781S> (requires Loss on Drying <731>),USP Riboflavin RS., USP Phosphated Riboflavin RS. | SCC / ISO 17025
8695 | Riboflavin Assay | <481> | SCC / ISO 17025
8696 | Riboflavin by EP8 - pg 3160, 20 g | Absorbance (2.2.25),Assay (2.2.5) (requires Loss on Drying),CHARACTERS,EP Riboflavin CRS., EP Riboflavin for Peak Identification CRS.,Identification A,Identification B (2.2.27),Identification C,Loss on Drying (2.2.32),Related Substances (2.2.29),Specific Optical Rotation (2.2.7) (requires Loss on Drying),Sulfated Ash (2.4.14) (requires Loss on Drying) | SCC / ISO 17025
8697 | Riboflavin by USP36/S2 - pg 5035, 15 g | Assay (requires Loss on Drying <731>),Identification A - Color and Fluorescence of Solution ,Limit of Lumiflavin,Loss on Drying <731>,Residual Solvents <467> (if required),Residue on Ignition <281>,Specific Rotation <781S> (requires Loss on Drying <731>),USP Riboflavin RS. | SCC / ISO 17025
8698 | Riboflavin Sodium Phosphate by EP7/S8 - pg 2853, 10 g | Assay (2.2.25) [requires Loss on Drying (2.2.32)],CHARACTERS - Appearance,CHARACTERS - Solubility,EP Riboflavin CRS., EP Riboflavin Sodium Phosphate CRS.,Heavy Metals (2.4.8, A),Identification A (2.2.25),Identification and Control of Residual Solvents (2.4.24) (if required),Identification B,Identification C (2.2.25),Identification D - Sodium (2.3.1, a) and Phosphates (2.3.1, b),Impurity E (2.2.2, II),Inorganic Phosphate,Loss on Drying (2.2.32),pH (2.2.3),Related Substances (2.2.29),Specific Optical Rotation (2.2.7) [requires Loss on Drying (2.2.32)] | SCC / ISO 17025
8699 | Ribose in Polysaccharide Vaccines | 2.5.31 | SCC / ISO 17025
8700 | Rifampin by USP36/S2 - pg 5041, 4 g | Assay (requires Loss on Drying <731>),Crystallinity <695>,Identification <197A>,Loss on Drying <731>,pH <791>,Related Substances,Residual Solvents <467> (if required),USP Rifampin RS., USP Rifampin Quinone RS. | SCC / ISO 17025
8701 | Rifampin for Injection by USP36/S2 - pg 5043, 4 g | Assay,Bacterial Endotoxins <85>,Identification A,Identification B,Particulate Matter <788>,pH <791>,Residual Solvents <467> (if required),Sterility <71>,USP Rifampin RS., USP Rifampin Quinone RS., USP Endotoxin RS.,Water <921> I | SCC / ISO 17025
8702 | Ringer's Injection, Lactated by USP | See Lactated Ringer's Injection | SCC / ISO 17025
8703 | Ropivacaine Hydrochloride by USP36/S2 - pg 5082, 30 g | Assay (requires Water),Bacterial Endotoxins <85>,Clarity,Color,Enantiomeric Purity,Heavy Metals <231>,Identification A - Infrared Absorption <197A>,Identification B - Chloride <191>,Limit of Ropivacaine Related Compound A,Organic Impurities - Procedure 1,pH <791>,Residual Solvents <467> (if required),Sterility Tests <71> ,USP Bupivacaine Hydrochloride RS., USP Endotoxin RS., USP Ropivacaine Hydrochloride RS., USP Ropivacaine Related Compound A RS., USP Ropivacaine Related Compound B RS.,Water Determination <921> Ia | SCC / ISO 17025
8704 | Rotating Viscometer Method | 2.2.10 | SCC / ISO 17025
8705 | RRR-alpha-Tocopherol by EP7/S8 - pg 5545, 10 g | Assay (2.2.28),CHARACTERS - Appearance,CHARACTERS - Solubility,EP alpha-Tocopherol CRS.,Identification A - Optical Rotation (2.2.7),Identification B - Infrared Absorption Spectrophotometry (2.2.24),Identification C - Thin-Layer Chromatography (2.2.27),Related Substances (2.2.28) | SCC / ISO 17025
8706 | RRR-alpha-Tocopheryl Acetate by FCC8/S3 - pg 1148, 10 g | Acidity,Assay,DESCRIPTION,Identification A,Identification B,Lead,Lead (by ICPMS, not validated),Optical (Specific) Rotation,USP alpha-Tocopheryl Acetate RS. | SCC / ISO 17025
8707 | RRR-alpha-Tocopheryl Hydrogen Succinate by EP7/S8 - pg 3111, 10 g | Absorbance (2.2.25),Acid Value (2.5.1),Assay,CHARACTERS,EP RRR-alpha-Tocopheryl Hydrogen Succinate CRS.,Free Tocopherol,Heavy Metals (2.4.8, D),Identification A,Identification B (2.2.24),Identification C (2.2.27),Identification D (2.2.7),Related Substances,Sulfated Ash (2.4.14) | SCC / ISO 17025
8708 | Saccharin Sodium by USP36/S2 - pg 5094, 15 g | Acidity or Alkalinity,Assay (Requires Water <921> I),Clarity of Solution,Color of Solution,Heavy Metals <231> I,Identification A - Infrared Absorption <197A> (requires Sample Preparation (Drying to Constant Weight) for Identification <197A>),Identification B,Identification C,Limit of Benzoate and Salicylate,Limit of Toluenesulfonamides,Readily Carbonizable Substances <271>,Residual Solvents <467> (if required),Sample Preparation (Drying to Constant Weight) for Identification <197A>,USP Saccharin Sodium RS., USP o-Toluenesulfonamide RS., USP p-Toluenesulfonamide RS.,Water Determination <921> I | SCC / ISO 17025
8709 | Salicylamide by USP36/S2 - pg 5098, 15 g | Assay (Requires Water <921> I),Chromatographic Purity,Heavy Metals <231> II,Identification A <197A>,Identification B <197U> (requires Water <921> I),Identification C,Melting Range <741>,Residual Solvents <467> (if required),Residue on Ignition <281>,USP Salicylamide RS.,Water <921> I | SCC / ISO 17025
8710 | Salicylic Acid by ACS10/S3 - pg 569, 75 g | Assay,Chloride,Heavy Metals (requires Solution A),Iron (requires Solution A),Melting Point,Residue After Ignition ,Sample Solution A,Substances Darkened by Sulfuric Acid,Sulfate | SCC / ISO 17025
8711 | Salicylic Acid by EP7/S8 - pg 2884, 25 g | Appearance of Solution (2.2.1 & 2.2.2, II),Assay (requires Loss on Drying (2.2.32)),CHARACTERS,Chlorides (2.4.4),Heavy Metals (2.4.8),Identification A (2.2.14),Identification B (2.2.14),Identification C (2.3.1),Loss on Drying (2.2.32),Related Substances (2.2.29),Solution S,Sulfated Ash (2.4.14),Sulfates | SCC / ISO 17025
8712 | Salicylic Acid by USP36/S2 - pg 5098, 50 g ***SEE ERATA*** | Assay (requires Loss on Drying <731>),Chloride <221>,Heavy Metals <231>,Identification,Loss on Drying <731>,Melting Range <741>,Related Compounds,Residual Solvents <467> (if required),Residue on Ignition <281>,Sulfate <221>,USP Phenol RS., USP Salicylic Acid RS., USP Salicylic Acid Related Compound A RS., USP Salicylic Acid Related Compound B RS. | SCC / ISO 17025
8713 | Salts of Organic Nitrogenous Bases | <501> | SCC / ISO 17025
8714 | Saponification Value | 2.5.6 | SCC / ISO 17025
8715 | Saw Palmetto by USP36/S2 - Dietary Supplements - pg 1584, 700 g | Absence of Specified Microorganisms <2022>,Acid-Insoluble Ash <561>,Botanic Characteristics,Content of Fatty Acids,Content of Lipophilic Extract,Foreign Organic Matter <561>,Heavy Metals <231>,Identification A - Thin-Layer Chromatographic Identification Test <201>,Loss on Drying <731>,Microbial Enumeration <2021>,Pesticide Residues <561>,Residual Solvents <467> (if required),Total Ash <561>,USP Methyl Caprate RS., USP Methyl Caproate RS., USP Methyl Caprylate RS., USP Methyl Laurate RS.,,USP Methyl Linoleate RS., USP Methyl Linolenate RS., USP Methyl Myristate RS., USP Methyl Oleate RS.,,USP Methyl Palmitate RS., USP Methyl Palmitoleate RS., USP Methyl Stearate RS.,Volatile Oil Determination <561> | SCC / ISO 17025
8716 | Saw Palmetto, Powdered by USP36/S2 - pg 1586, 700 g | Absence of Specified Microorganisms <2022>,Acid-Insoluble Ash <561>,Content of Fatty Acids,Content of Lipophilic Extract,Foreign Organic Matter <561>,Heavy Metals <231>,Identification A - Thin-Layer Chromatographic Identification Test,Loss on Drying <731>,Microbial Enumeration <2021>,Pesticide Residues <561> ,Residual Solvents <467> (if required),Total Ash <561>,USP Methyl Caprate RS., USP Methyl Caproate RS., USP Methyl Caprylate RS., USP Methyl Laurate RS.,,USP Methyl Linoleate RS., USP Methyl Linolenate RS., USP Methyl Myristate RS., USP Methyl Oleate RS.,,USP Methyl Palmitate RS., USP Methyl Palmitoleate RS., USP Methyl Stearate RS.,Volatile Oil Determination <561> | SCC / ISO 17025
8717 | Selegiline Hydrochloride by BP2013 - pg 1979, 25 g | Assay (2.2.20) [requires Loss on Drying (2.2.32)],CHARACTERS - Appearance,CHARACTERS - Melting Point,CHARACTERS - Solubility,EP Selegiline Hydrochloride CRS., EP (RS)-Selegiline Hydrochloride CRS.,Identification A - Specific Optical Rotation (2.2.7) [requires Loss on Drying (2.2.32)],Identification B - Infrared Absorption Spectrophotometry (2.2.24),Identification C - Chlorides (2.3.1, a),Impurity E (2.2.29),Loss on Drying (2.2.32),pH (2.2.3),Related Substances (2.2.29),Sulfated Ash (2.4.14) | SCC / ISO 17025
8718 | Selegiline Hydrochloride by EP7/S8 - pg 5539, 5 g | Assay (2.2.20) [requires Loss on Drying (2.2.32)],CHARACTERS - Appearance,CHARACTERS - Melting Point,CHARACTERS - Solubility,Enantiometic Purity (2.2.29),EP Selegiline Hydrochloride CRS., EP (RS)-Selegiline Hydrochloride CRS.,Heavy Metals (2.4.8, A),Identification A - Specific Optical Rotation (2.2.7) [requires Loss on Drying (2.2.32)],Identification B - Infrared Absorption Spectrophotometry (2.2.24),Identification C - Entantiometic Purity,Identification D - Chlorides (2.3.1, a),Loss on Drying (2.2.32),pH (2.2.3),Related Substances (2.2.29),Sulfated Ash (2.4.14) | SCC / ISO 17025
8719 | Selenium | <291> | SCC / ISO 17025
8720 | Sennosides by USP36/S2 - pg 5125, 25 g | Assay (requires Loss on Drying <731>),Heavy Metals <231> II,Identification A - Thin-Layer Chromatographic Identification Test,Loss on Drying <731>,pH <791>,Residual Solvents <467> (if required),Residue on Ignition <281>,USP Sennosides RS. | SCC / ISO 17025
8721 | Serine by EP7/S8 - pg 2893, 25 g | Ammonium (2.4.1, B),Appearance of Solution (2.2.1 & 2.2.2, II) (requires Solution S),Assay (requires Loss on Drying),CHARACTERS,Chlorides (2.4.4) (requires Solution S),EP Serine CRS., EP Methionine CRS.,Heavy Metals (2.4.8, A),Identification A (2.2.7) (requires Loss on Drying),Identification B (2.2.24),Identification C (2.2.27),Identification D,Iron (2.4.9),Loss on Drying (2.2.32),Ninhydrin-Positive Substances (2.2.27),Solution S,Specific Optical Rotation (2.2.7) (requires Loss on Drying),Sulfated Ash (2.4.14),Sulfates (2.4.13) (requires Solution S) | SCC / ISO 17025
8722 | Serine by USP36/S2 - pg 5127, 50 g | Assay (requires Loss on Drying <731>),Chloride <221>,Heavy Metals <231> I,Identification A - Infrared Absorption <197A>,Iron <241>,Loss on Drying <731>,Related Compounds,Residual Solvents <467> (if required),Residue on Ignition <281>,Specific Rotation <781S> (requires Loss on Drying <731>),Sulfate <221>,USP L-Methionine RS., USP L-Serine RS. | SCC / ISO 17025
8723 | Sesame Oil by NF31/S2 - pg 2191, 100 g | Acid Value (Free Fatty Acids) <401>,Assay - Triglyceride Composition,Cottonseed Oil,Heavy Metals <231> II,Identification A,Iodine Value <401>,Saponification Value <401>,Solidification Temperature of Fatty Acids <401>,Specific Gravity <841>,Unsaponifiable Matter <401>,USP Sesame Oil Related Compound A RS., USP Sesame Oil Related Compound B RS. | SCC / ISO 17025
8724 | Sevoflurane by USP35/S2 - pg 4632, 500 mL | Acidity or Alkalinity,Assay (requires Related Compounds),Identification - Infrared Absorption,Limit of Fluoride,Limit of Nonvolatile Residue,Organic Impurities - Procedure 2,Refractive Index <831>,Residual Solvents <467> (if required),USP Sevoflurane RS, Sevoflurane Related Compound A RS., USP Sevoflurane Related Compound B RS., USP Sevofluorane Related Compound C RS.,Water Determination <921> I | SCC / ISO 17025
8725 | Shellac by EP7/S8 - pg 2901, 25 g | Acid Value (2.5.1),Arsenic (2.4.2),CHARACTERS,Colophony (2.2.27),Heavy Metals (2.4.8, D),Identification A (2.2.27),Identification B,Loss on Drying (2.2.32) | SCC / ISO 17025
8726 | Sialic Acid in Polysaccharide Vaccines | 2.5.23 | SCC / ISO 17025
8727 | Silica Gel by USP36/S1 - Reagent Specifications - 25 g | DESCRIPTION,Loss on Ignition ,Residual Solvents <467> (if required),Water Absorption | SCC / ISO 17025
8728 | Silica, Colloidal Anhydrous by EP7/S8 - pg 2901, 20 g | Assay (requires Loss on Ignition),CHARACTERS,Chlorides (2.4.4),FUNCTIONALITY RELATED CHARACTERISTICS,Heavy Metals (2.4.8),Identification - Silicates (2.3.1),Loss on Ignition,pH (2.2.3),Specific Surface Area (2.9.26, Method I) | SCC / ISO 17025
8729 | Silica, Dental Type by EP7/S8 - pg 2903, 20 g | Assay (requires Loss on Ignition),CHARACTERS,Chlorides (2.2.29),FUNCTIONALITY RELATED CHARACTERISTICS,Heavy Metals (2.4.8, A) (requires Solution S),Identification - Silicates (2.3.1),Iron (2.4.9) (requires Solution S),Loss on Ignition,pH (2.2.3),Solution S,Specific Surface Area (2.9.26, Method I),Sulfates (2.2.29) | SCC / ISO 17025
8730 | Silica, Dental-Type by NF31/S2 - pg 2192, 20 g | Arsenic <211> I,Assay - Silicon Dioxide (requires Sodium Sulfate),Chloride <221>,Heavy Metals <231> I (requires Arsenic <211> I),Loss on Drying <731>,Loss on Ignition <733>,pH <791>,Residual Solvents <467> (if required),Sodium Sulfate | SCC / ISO 17025
8731 | Silica, Fumed by NF | See Colloidal Silicon Dioxide | SCC / ISO 17025
8732 | Siliceous Earth, Purified by NF31/S2 - pg 2194, 100 g | Acid-Soluble Substances,Leachable Arsenic <211> I (requires Leachate Preparation),Leachable Lead <251> (requires Leachate Preparation),Leachate Preparation (for Leachable Arsenic & Leachable Lead),Limit of Nonsiliceous Substances,Loss on Drying <731>,Loss on Ignition <733>,Residual Solvents <467> (if required),Water-Soluble Substances | SCC / ISO 17025
8733 | Silicon Dioxide by FCC8/S3 - pg 1012, 30 g | Assay,DESCRIPTION - XRD and WET,Identification A,Identification B,Lead,Loss on Drying,Loss on Ignition,Soluble Ionizable Salts | SCC / ISO 17025
8734 | Silicon Dioxide by NF31/S2 - pg 2195, 75 g | Arsenic <211> I,Assay,Chloride <221>,Heavy Metals <231> I,Identification,Loss on Drying <731>,Loss on Ignition <733>,pH <791>,Residual Solvents <467> (if required),Sulfate <221> | SCC / ISO 17025
8735 | Silicon Dioxide, Colloidal by NF31/S2 - pg 2195, 25 g | Arsenic <211> I,Assay,Identification A,Identification B,Loss on Drying <731>,Loss on Ignition <733> (requires Loss on Drying <731>),pH <791>,Residual Solvents <467> (if required) | SCC / ISO 17025
8736 | Silver Nitrate by USP36/S2 - pg 5139, 10 g | Assay,Clarity and Color of Solution,Copper,Identification A - Silver <191>,Identification B,Residual Solvents <467> (if required) | SCC / ISO 17025
8737 | Silver Nitrate Ophthalmic Solution by USP36/S2 - pg 5139, 50 mL | Assay,Clarity and Color of Solution,Identification - Silver <191> and Nitrate <191> (see below),pH <791>,Residual Solvents <467> (if required),Sterility <71> | SCC / ISO 17025
8738 | Simethicone by USP36/S2 - pg 5140, 50 g | Assay,Content of Silicon Dioxide,Defoaming Activity,Heavy Metals,Identification A <197F> (requires Sample Preparation for IR Identification),Loss on Heating,Residual Solvents <467> (if required),Sample Preparation for IR Identification,USP Polydimethylsiloxane RS., USP Simethicone RS | SCC / ISO 17025
8739 | Simethicone Emulsion by Interim Revision Announcement 1-Jan-2014, 10 g | Assay,Defoaming Activity,Heavy Metals,Identification - Infrared Absorption <197A> (requires Sample Preparation for IR Identification),Microbial Enumeration Tests <61>,Residual Solvents <467> (if required),Sample Preparation for IR Identification,USP Polydimethylsiloxane RS. | SCC / ISO 17025
8740 | Simethicone Oral Suspension by USP36/S2 - pg 5142, 200 mL (check concentration!) | Assay,Identification <197S>,pH <791>,Residual Solvents <467> (if required),USP Polydimethylsiloxane RS. | SCC / ISO 17025
8741 | Simeticone EP7/S8 - pg 3711, 50 g | Acidity,Assay - Poly(dimethylsiloxane) (2.2.24),Assay - Silica,CHARACTERS,Defoaming Activity,Defoaming Activity ,EP Dimeticone CRS.,FUNCTIONALITY RELATED CHARACTERISTICS,Heavy Metals,Identification A (2.2.24),Identification B,Identification C - Silicates (2.3.1) (requires Assay),Mineral Oils,Phenylated Compounds (2.2.25),Volatile Matter | SCC / ISO 17025
8742 | Single-Steroid Assay | <511> | SCC / ISO 17025
8743 | Size-Exclusion Chromatography | 2.2.30 | SCC / ISO 17025
8744 | Sodium Acetate by ACS10/S3 - page 579, 100 g | Assay,Calcium, Magnesium (by ICPMS, not validated),Chloride ,Heavy Metals I,Insoluble Matter ,Iron I,Loss on Drying,pH of a 5% Solution at 25.0C,Phosphate II,Sulfate I | SCC / ISO 17025
8745 | Sodium Acetate by EP | See Sodium Acetate Trihydrate | SCC / ISO 17025
8746 | Sodium Acetate by FCC8/S3 - pg 1013, 50 g | Alkalinity,Assay (requires Loss on Drying),DESCRIPTION,Identification - Acetate,Identification - Sodium,Lead,Lead (by ICPMS, not validated),Loss on Drying,Potassium Compounds | SCC / ISO 17025
8747 | Sodium Acetate by USP36/S2 - pg 5147, 100 g | Aluminum <206>,Assay (requires Loss on Drying <731>),Calcium and Magnesium,Chloride <221>,Heavy Metals <231> I,Identification A - Sodium <191>,Identification B - Acetate <191>,Insoluble Matter,Loss on Drying <731>,pH <791>,Potassium,Residual Solvents <467> (if required),Sulfate <221> | SCC / ISO 17025
8748 | Sodium Acetate Hydrate by JP16/S1 - pg 1390, 50 g | Assay ,DESCRIPTION,Identification - Acetate <1.09>,Identification - Sodium Salt,Loss on Drying <2.41>,Purity (1) Clarity and Color of Solution,Purity (2) Acidity or Alkalinity,Purity (3) Chloride <1.03>,Purity (4) Sulfate <1.14>,Purity (5) Heavy Metals <1.07> 1,Purity (6) Calcium and Magnesium,Purity (7) Arsenic <1.11> 1,Purity (8) Potassium Permanganate Reducing Substance | SCC / ISO 17025
8749 | Sodium Acetate Trihydrate by ACS10/S3 - pg 580, 100g | Assay,Calcium, Magnesium, Potassium (by ICPMS, not validated),Chloride ,Heavy Metals I,Insoluble Matter ,Iron I,pH of a 5% Solution at 25.0C,Phosphate,Substances Reducing Permanganate,Sulfate I | SCC / ISO 17025
8750 | Sodium Acetate Trihydrate by EP7/S2 - pg 2908, 100 g | Aluminum (2.4.17),Appearance of Solution (2.2.1 & 2.2.2, II) (requires Solution S),Arsenic (2.4.2, A),Assay (requires Loss on Drying (2.2.32)),Calcium and Magnesium,CHARACTERS,Chlorides (2.4.4) (requires Solution S),Heavy Metals (2.4.8, A) (requires Solution S),Identification A - Acetates (b) (2.3.1) (requires Solution S),Identification B - Sodium (a) (2.3.1) (requires Solutions S),Identification C,Iron (2.4.9) (requires Solution S),Loss on Drying (2.2.32),pH (2.2.3) (requires Solution S),Reducing Substances,Solution S,Sulfates (2.4.13) (requires Solution S) | SCC / ISO 17025
8751 | Sodium Acetate Trihydrate by USP | See Sodium Acetate | SCC / ISO 17025
8752 | Sodium Alginate by NF31/S2 - pg 2197, 25 g | Arsenic <211> II,Assay - Alginates <311> (requires Loss on Drying <731>),Heavy Metals <231> II,Identification A,Identification B,Lead <251>,Loss on Drying <731>,Microbial Enumeration Tests <61> and Tests for Specified Microorganisms <62>,Residual Solvents <467> (if required),Total Ash <561> | SCC / ISO 17025
8753 | Sodium Ascorbate by EP7/S2 - pg 2912, 50 g | Appearance of Solution (2.2.1 & 2.2.2, II) (requires Solution S),Assay (requires Loss on Drying),CHARACTERS,Copper (2.2.23, I),Heavy Metals (2.4.8, A),Identification A (2.2.7) (requires Loss on Drying),Identification B (2.2.24),Identification C (requires Solution S),Identification D - Sodium (2.3.1, a) (requires Solution S),Impurity E,Iron (2.2.23, I),Loss on Drying (2.2.32),Nickel (2.2.23, I),pH (2.2.3) (requires Solution S),Related Substances (2.2.29),Sodium Ascorbate CRS., Ascorbic Acid Impurity C CRS., Ascorbic Acid Impurity D CRS.,Solution S,Specific Optical Rotation (2.2.7) (requires Loss on Drying & Solution S),Sulfates (2.4.13) (requires Solution S) | SCC / ISO 17025
8754 | Sodium Ascorbate by USP36/S2 - pg 5149, 25 g | Assay (requires Loss on Drying <731>),Heavy Metals <231> II,Identification A - Infrared Absorption <197A>,Identification B - Reducing Capacity,Identification C - Sodium <191>,Loss on Drying <731>,pH <791>,Residual Solvents <467> (if required),Specific Rotation <781S> (requires Loss on Drying <731>),USP Sodium Ascorbate RS. | SCC / ISO 17025
8755 | Sodium Azide by USP36 - Reagent Specifications - 250 mg | Assay | SCC / ISO 17025
8756 | Sodium Azulenesulfonate by JPC (1997) - pg 1175, 10 g - THERE IS A 16TH EDITION | Absorbance,Assay,DESCRIPTION,Identification (1),Identification (2),Identification (3),Loss on Drying,Purity (1) Clarity of Solution,Purity (2) Heavy Metals 2,Purity (3) Arsenic 3,Purity (4) Guaiazulene,Water | SCC / ISO 17025
8757 | Sodium Benzoate by EP7/S8 - pg 2915, 50 g | Acidity or Alkalinity (requires Solution S),Appearance of Solution (2.2.1 & 2.2.2, II) (requires Solution S),Assay,CHARACTERS,Halogenated Compounds (2.2.25) (requires Solution S),Heavy Metals (2.4.8, C),Identification A - Benzoates (2.3.1, b & c),Identification B - Sodium (2.3.1, a),Loss on Drying (2.2.32),Solution S | SCC / ISO 17025
8758 | Sodium Benzoate by FCC8/S3 - pg 1689, 40 g | Alkalinity (as NaOH),Assay (requires Water),DESCRIPTION,Identification - Sodium,Identification A,Identification B - Infrared Absorption,Lead,USP Sodium Benzoate RS., USP Benzoic Acid RS., USP Salicylic Acid RS.,Water | SCC / ISO 17025
8759 | Sodium Benzoate by NF31/S2 - pg 5924, 20 g | Alkalinity,Assay (requires Water Determination <921> I),Heavy Metals <231>,Identification A - Infrared Absorption <197A>,Identification B - Sodium <191> ,Identification C,Residual Solvents <467> (if required),USP Benzoic Acid RS., USP Salicylic Acid RS., USP Sodium Benzoate RS.,Water Determination <921> I | SCC / ISO 17025
8760 | Sodium Bicarbonate by ACS10/S3 - pg 584, 60 g | Ammonium,Assay,Calcium, Magnesium, and Potassium (by ICPMS, not validated),Chloride ,Heavy Metals I,Insoluble Matter,Iron I,Phosphate I,Sulfur Compounds | SCC / ISO 17025
8761 | Sodium Bicarbonate by EP | See Sodium Hydrogen Carbonate | SCC / ISO 17025
8762 | Sodium Bicarbonate by FCC8/S3 - pg 1019, 20 g | Ammonia,Assay,DESCRIPTION,Identification - Bicarbonate,Identification - Sodium,Insoluble Substances,Lead,Lead (by ICPMS, not validated),Loss on Drying | SCC / ISO 17025
8763 | Sodium Bicarbonate by USP36/S2 - pg 5149, 200 g | Al, Ca, Cu, Mg (by ICPMS, not validated),Aluminum <206>,Arsenic <211> I,Assay (requires Loss on Drying <731>),Calcium ,Carbonate,Chloride <221>,Copper,Heavy Metals <231> I,Identification A - Sodium <191>,Identification B - Bicarbonate <191>,Insoluble Substances,Iron <241>,Limit of Ammonia,Limit of Organics,Limit of Sulfur Compounds,Loss on Drying <731>,Magnesium,Normal Carbonate,Residual Solvents <467> (if required) | SCC / ISO 17025
8764 | Sodium Bisulfite by FCC8/S3 - pg 1020, 10 g | Assay,DESCRIPTION,Identification - Sodium,Identification - Sulfite,Iron,Lead,Lead (by ICPMS, not validated),Selenium I | SCC / ISO 17025
8765 | Sodium Borate by EP | See Borax | SCC / ISO 17025
8766 | Sodium Borate by NF31/S2 - pg 2198, 10 g | Assay,Carbonate and Bicarbonate,Heavy Metals <231>,Identification A - Sodium <191> ,Identification B - Borate <191>,Residual Solvents <467> (if required) | SCC / ISO 17025
8767 | Sodium Bromide by ACS10/S3 - pg 592, 100 g | Assay,Barium,Bromate (by IC, not validated),Calcium, Magnesium, and Potassium (by ICPMS, not validated),Chloride,Heavy Metals,Insoluble Matter ,Iron,pH of a 5% Solution at 25.0 Degrees C,Sulfate I | SCC / ISO 17025
8768 | Sodium Butyrate by USP36/S2 - pg 5155 | Alkalinity,Assay,Heavy Metals <231> II,Identification A <197A>,Identification B - Sodium <191>,Residual Solvents <467> (if required),USP Sodium Butyrate RS,Water <921> I | SCC / ISO 17025
8769 | Sodium Calcium Edetate by EP7/S8 - pg 2916, 100 g | Appearance of Solution (2.2.1 & 2.2.2, II) (requires Solution S),Assay (requires Water (2.5.12)),CHARACTERS,Chlorides (2.4.4) (requires Solution S),Disodium Edetate,EP Sodium Calcium Edetate CRS,Heavy Metals (2.4.8, F),Identification A (2.2.24),Identification B,Identification C - Calcium (2.3.1),Identification D - Sodium (2.3.1),Impurity A (2.2.29),Iron (2.4.9) (requires Solution S),pH (2.2.3),Solution S,Water (2.5.12) | SCC / ISO 17025
8770 | Sodium Caprylate by EP7/S8 - pg 2917, 15 g | Appearance of Solution (2.2.1 & 2.2.2, II) (requires Solution S),Assay [requires Water (2.5.12)],CHARACTERS,EP Caprylic Acid CRS.,Heavy Metals (2.4.8, B),Identification A,Identification B - Sodium (2.3.1, b) (requires Solution S),pH (2.2.3) (requires Solution S),Related Substances (2.2.28),Solution S,Water (2.5.12) | SCC / ISO 17025
8771 | Sodium Caprylate by NF31/S2 - pg 2198, 6 g | Appearance of Solution,Assay (requires Water Determination <921> I),Chromatographic Purity,Heavy Metals <231> II,Identification A,Identification B,pH <791>,Residual Solvents <467> (if required),USP Caprylic Acid RS.,Water Determination <921> I | SCC / ISO 17025
8772 | Sodium Carbonate Anhydrous by JP | USE Dried Sodium Carbonate | SCC / ISO 17025
8773 | Sodium Carbonate by ACS10/S3 - pg 594, 80 g | Assay,Calcium, Magnesium, and Potassium (by ICPMS, not validated),Chloride ,Heavy Metals I,Insoluble Matter ,Iron (page 30, I),Loss on Heating at 285 C,Phosphate II,Silica,Sulfur Compounds | SCC / ISO 17025
8774 | Sodium Carbonate by FCC8/S3 - pg 1021, 30 g | Assay (requires Loss on Drying),DESCRIPTION,Identification - Carbonate,Identification - Sodium,Lead,Lead (by ICPMS, not validated),Loss on Drying | SCC / ISO 17025
8775 | Sodium Carbonate by NF31/S2 - pg 2199, 15 g | Assay,Heavy Metals <231>,Identification A - Sodium <191> ,Identification B - Carbonate <191>,Residual Solvents <467> (if required),Water Determination <921> III | SCC / ISO 17025
8776 | Sodium Carbonate, Anhydrous by EP7/S8 - pg 2918, 20 g | Alkali Hydroxides and Bicarbonates (2.2.1),Appearance of Solution (2.2.1 & 2.2.2, I),Arsenic (2.4.2, A) (requires Solution S),Assay [requires Loss on drying (2.2.32)],CHARACTERS,Chlorides (2.4.4),Heavy Metals (2.4.8, A) (requires Solution S),Identification A (2.2.4),Identification B - Carbonates (2.3.1),Identification C - Sodium (2.3.1, a),Identification D,Iron (2.4.9) (requires Solution S),Loss on Drying (2.2.32),Solution S,Sulfates (2.4.13) (requires Solution S) | SCC / ISO 17025
8777 | Sodium Carboxymethylcellulose by EP | See Carmellose Sodium | SCC / ISO 17025
8778 | Sodium Carboxymethylcellulose by USP | See Carboxymethylcellulose Sodium | SCC / ISO 17025
8779 | Sodium Chloride by ACS10/S3 - pg 601, 150 g | Assay,Barium,Bromide (requires Iodide),Ca, Mg, & K (by ICPMS, not validated),Calcium, Magnesium, and Potassium (see below),Chlorate and Nitrate,GENERAL DESCRIPTION,Heavy Metals,Insoluble Matter,Iodide,Iron,pH of a 5% Solution at 25.0 C,Phosphate,Sulfate | SCC / ISO 17025
8780 | Sodium Chloride by BP2013 - pg 2017, 150 g | Acidity or Alkalinity (requires Solution S),Aluminum (2.4.17),Appearance of Solution (2.2.1 & 2.2.2, II) (requires Solution S),Arsenic (2.4.2, A) (requires Solution S),Assay (2.2.20) [requires Loss on Drying (2.2.32)],Bacterial Endotoxins (2.6.14),Barium (requires Solution S),Bromides (2.2.25) (requires Solution S),CHARACTERS - Appearance,CHARACTERS - Solubility,Ferrocyanides,Heavy Metals (2.4.8, A) (requires Solution S),Identification A - Chlorides (2.3.1, a & b),Identification B - Sodium (2.3.1, a & b),Iodides,Iron (2.4.9) (requires Solution S),Loss on Drying (2.2.32),Magnesium and Alkaline-Earth Metals (2.4.7),Nitrites (2.2.25) (requires Solution S),Phosphates (2.4.11) (requires Solution S),Potassium (2.2.22, I),Solution S,Sulfates (2.4.13) (requires Solution S) | SCC / ISO 17025
8781 | Sodium Chloride by EP7/S8 - pg 2921, 150 g | Acidity or Alkalinity (requires Solution S),Aluminum (2.4.17),Appearance of Solution (2.2.1 & 2.2.2, II) (requires Solution S),Arsenic (2.4.2, A) (requires Solution S),Assay (2.2.20) [requires Loss on Drying (2.2.32)],Bacterial Endotoxins (2.6.14),Barium (requires Solution S),Bromides (2.2.25) (requires Solution S),CHARACTERS - Appearance,CHARACTERS - Solubility,Ferrocyanides,Heavy Metals (2.4.8, A) (requires Solution S),Identification A - Chlorides (2.3.1),Identification B - Sodium (2.3.1),Iodides,Iron (2.4.9) (requires Solution S),Loss on Drying (2.2.32),Magnesium and Alkaline-Earth Metals (2.4.7),Nitrites (2.2.25) (requires Solution S),Phosphates (2.4.11) (requires Solution S),Potassium (2.2.22, I),Solution S,Sulfates (2.4.13) (requires Solution S) | SCC / ISO 17025
8782 | Sodium Chloride by FCC8/S3 - pg 1023, 200 g | Arsenic,Assay,Calcium and Magnesium,DESCRIPTION,Heavy Metals (as Pb) I,Heavy Metals (as Pb) II,Heavy Metals (as Pb) III,Identification - Chloride,Identification - Sodium,Iodine,Iron,Loss on Drying,Sb, As, & Cd (by ICPMS, not validated),Sodium Ferrocyanide | SCC / ISO 17025
8783 | Sodium Chloride by JP16/S1 - pg 1396, 100 g (* Harmonized with USP/EP per Monograph) | Assay <2.50>* (requires Loss on Drying <2.41>),Identification (1) Sodium <1.09>*,Identification (2) Chloride <1.09>*,Loss on Drying <2.41>*,Purity (1) Clarity and Color of Solution,Purity (10) Barium*,Purity (11) Magnesium and Alkaline Earth Materials*,Purity (12) Arsenic <1.11> 1,Purity (2) Acidity or Alkalinity*,Purity (3) Sulfates*,Purity (4) Phosphates*,Purity (5) Bromides*,Purity (6) Iodides*,Purity (7) Ferrocyanides*,Purity (8) Heavy Metals <1.07> 1,Purity (9) Iron* | SCC / ISO 17025
8784 | Sodium Chloride by USP36/S2 - pg 5155, 250 g | Acidity or Alkalinity,Aluminum,Appearance of Solution,Arsenic <211> I,Assay (requires Loss on Drying <731>),Bacterial Endotoxins <85>,Barium,Ferrocyanides,Heavy Metals <231> I,Identification A - Sodium <191>,Identification B - Chloride,Iodides,Iron,Limit of Bromides,Limit of Phosphates,Limit of Potassium,Loss on Drying <731>,Magnesium and Alkaline-Earth Metals,Nitrites,Residual Solvents <467> (if required),Sterility <71>,Sulfate | SCC / ISO 17025
8785 | Sodium Chloride Injection by USP36/S2 - pg 5157, 500 mL | Assay,Bacterial Endotoxins Test <85>,Heavy Metals <231> I,Identification A - Sodium <191> and Chloride <191>,Injections <1>,Iron <241>,Particulate Matter in Injections <788>,pH <791>,Residual Solvents <467> (if required),USP Endotoxin RS. | SCC / ISO 17025
8786 | Sodium Citrate by EP7/S8 - pg 2922, 25 g | Acidity or Alkalinity (requires Solution S),Appearance of Solution (2.2.1 & 2.2.2, II) (requires Solution S),Assay (requires Water (2.5.12)),CHARACTERS,Chlorides (2.4.4) (requires Solution S),Heavy Metals (2.4.8, A) (requires Solution S),Identification A - Citrates (2.3.1),Identification B - Sodium (2.3.1),Oxalates,Pyrogens (2.6.8),Readily Carbonisable Substances (2.2.2, II),Solution S,Sulfates (2.4.13) (requires Solution S),Water (2.5.12) | SCC / ISO 17025
8787 | Sodium Citrate by FCC8/S3 - pg 1027, 25 g | Alkalinity,Assay (requires Water),DESCRIPTION,Identification - Citrate,Identification - Sodium,Lead,Lead (by ICPMS, not validated),Water | SCC / ISO 17025
8788 | Sodium Citrate by USP36/S2 - pg 5160, 20 g | Alkalinity,Assay,Heavy Metals <231>,Identification A - Sodium <191>,Identification B - Citrate <191>,Identification C,Residual Solvents <467> (if required),Tartrate,Water Determination <921> III | SCC / ISO 17025
8789 | Sodium Citrate Hydrate by JP16/S1 - pg 1398 | Assay,Identification - Citrate and Sodium Salt,Loss on Drying <2.41>,pH <2.54>,Purity (1) Clarity and Color of Solution,Purity (2) Chloride <1.03>,Purity (3) Sulfate <1.14>,Purity (4) Heavy Metals <1.07> 2,Purity (5) Arsenic <1.11> 1,Purity (6) Tartrate,Purity (7) Oxalate,Purity (8) Readily Carbonizable Substances <1.15> | SCC / ISO 17025
8790 | Sodium Cobaltinitrite by ACS10/S3 - pg 605, 25 g | Insoluble Matter,Suitability for Determination of Potassium | SCC / ISO 17025
8791 | Sodium Diacetate by FCC8/S3 - pg 1029, 25 g | Assay - Sodium Acetate (requires Water),Assay- Free Acetic Acid (requires Water),DESCRIPTION,Identification - Acetate,Identification - Sodium,Lead,Lead (by ICPMS, not validated),Readily Oxidizable Substances,Water | SCC / ISO 17025
8792 | Sodium Dihydrogen Phosphate Dihydrate by EP7/S8 - pg 3712, 50 g | Appearance of Solution (2.2.1 & 2.2.2, II) (requires Solution S),Arsenic (2.4.2, A),Assay [requires Loss on drying (2.2.32)],CHARACTERS,Chlorides (2.4.4) (requires Solution S),Heavy Metals (2.4.8, A) (requires Solution S),Identification A (2.2.4) (requires Solution S),Identification B - Phosphates (2.3.1) (requires Solution S),Identification C - Sodium (2.3.1, a) (requires Solution S),Iron (2.4.9) (requires Solution S),Loss on Drying (2.2.32),pH (2.2.3) (requires Solution S),Reducing Substances (requires Solution S),Solution S,Sulfates (2.4.13) (requires Solution S) | SCC / ISO 17025
8793 | Sodium Dihydrogen Phosphate Dihydrate by JPE - pg 792, 35 g | Assay,DESCRIPTION,Identification,Loss on Drying,pH,Purity (1) Clarity and Color of Solution,Purity (2) Chloride,Purity (3) Sulfate,Purity (4) Heavy Metals,Purity (5) Arsenic 1 | SCC / ISO 17025
8794 | Sodium Dihydrogen Phosphate Monohydrate by BP2013 - pg 2024, 30 g | Acidity (requires Solution S),Arsenic,Assay (requires Loss on Drying),CHARACTERISTICS - Solubility,CHARACTERISTICS - Solution S,CHARACTERISTICS - Visual Appearance,Chloride (requires Solution S),Clarity and Colour of Solution (requires Solution S),Heavy Metals A (requires Solution S),Identification A (requires Solution S),Identification B - Phosphates (requires Solution S),Identification C - Sodium Salts (requires Solution S),Identification D,Iron (requires Solution S),Loss on Drying,Reducing Substances (requires Solution S),Sulfate (requires Solution S) | SCC / ISO 17025
8795 | Sodium Dodecyl Sulfate by ACS10/S3 - pg 610, 30 g | Absorbance,Assay,Fatty Alcohols,Heavy Metals, II,Loss on Drying,Titrable Base,Unsulfated Alcohols | SCC / ISO 17025
8796 | Sodium Erythorbate by FCC8/S3 - pg 1030, 15 g | Assay,DESCRIPTION,Identification A,Identification B,Identification C - Sodium,Lead,Loss on Drying,Optical (Specific) Rotation (requires Loss on Drying),Oxalate | SCC / ISO 17025
8797 | Sodium Ethylparaben | No USP or EP monograph exists | SCC / ISO 17025
8798 | Sodium Fluoride by USP36/S2 - pg 5162, 25 g | Acidity or Alkalinity,Assay (requires Loss on Drying <731> & USP Sodium Fluoride RS.),Chloride,Fluosilicate,Heavy Metals <231>,Identification A - Fluoride,Identification B - Sodium <191>,Loss on Drying <731>,Residual Solvents <467> (if required),USP Sodium Fluoride RS. | SCC / ISO 17025
8799 | Sodium Gluconate by USP36/S2 - pg 5165, 10 g | Assay,Chloride <221>,Heavy Metals <231> I,Identification A - Sodium <191>,Identification B - Thin-Layer Chromatography,Lead <251>,Reducing Substances,Residual Solvents <467> (if required),Sulfate <221>,USP Potassium Gluconate RS | SCC / ISO 17025
8800 | Sodium Hexametaphosphate by Client Test Method, 25 g | Appearance,pH of a 1% Solution at 25 Degrees C,Phosphorus Pentoxide (P2O5) MODIFIED | SCC / ISO 17025
8801 | Sodium HyAluminumronate by EP7/S8 - pg 2927, 100 g | Appearance of Solution (2.2.1 & 2.2.25) (requires Solution S),Assay (requires Loss on Drying),Bacterial Endotoxins (2.6.14),CHARACTERS,Chlorides (2.4.4),Heavy Metals (2.4.8, F),Identification A (2.2.24),Identification B - Sodium (2.3.1, a),Intrinsic Viscosity (2.2.9) (requires Loss on Drying),Iron (2.2.23, II) (requires Loss on Drying),Loss on Drying (2.2.32),Microbial Contamination (2.6.12),Nucleic Acids (2.2.25) (requires Solution S),pH (2.2.3) (requires Loss on Drying),Ph. Eur. Reference Spectrum of Sodium HyAluminumronate,Protein (2.2.25) (requires Loss on Drying),Solution S,Sulfated Glycosaminoglycans (2.2.25) | SCC / ISO 17025
8802 | Sodium Hydrogen Carbonate by EP7/S8 - pg 2929, 25 g | Ammonium (2.4.1) (requires Solution S),Appearance of Solution (2.2.1 & 2.2.2, II) (requires Solution S),Arsenic (2.4.2, A),Assay,Calcium (2.4.3),Carbonates (2.2.3) (requires Solution S),CHARACTERS,Chlorides (2.4.4) (requires Solution S),Heavy Metals (2.4.8, A),Identification A (requires Solution S),Identification B - Carbonates and Bicarbonates (2.3.1),Identification C - Sodium (2.3.1, a) (requires Solution S),Iron (2.4.9),Solution S,Sulfates (2.4.13) | SCC / ISO 17025
8803 | Sodium Hydroxide (Low Chloride) by ACS10/S3 - pg 517, 300 g | Assay and Sodium Carbonate,Calcium, Magnesium, Mercury, Nickel, & Potassium (by ICPMS, not validated),Chloride ,Heavy Metals,Iron I,Nitrogen Compounds ,Phosphate I,Sulfate | SCC / ISO 17025
8804 | Sodium Hydroxide by BP2013 - pg 2033, 50 g | Appearance of Solution (2.2.1 & 2.2.2, II),Assay,Carbonates,CHARACTERS - Appearance,CHARACTERS - Solubility,Chlorides (2.4.4),Heavy Metals (2.4.8, A) (requires Solution S),Identification A - pH (2.2.3),Identification B - Sodium (2.3.1, a) (requires Solution S),Iron (2.4.9) (requires Solution S),Solution S,Sulfates (2.4.13) | SCC / ISO 17025
8805 | Sodium Hydroxide by EP7/S8 - pg 2930, 50 g | Appearance of Solution (2.2.1 & 2.2.2, II),Assay,Carbonates,CHARACTERS - Appearance,CHARACTERS - Solubility,Chlorides (2.4.4),Heavy Metals (2.4.8, A) (requires Solution S),Identification A - pH (2.2.3),Identification B - Sodium (2.3.1, a) (requires Solution S),Iron (2.4.9) (requires Solution S),Solution S,Sulfates (2.4.13) | SCC / ISO 17025
8806 | Sodium Hydroxide by FCC8/S3 - pg 1036, 25 g | Arsenic,Assay,Carbonate,DESCRIPTION,Identification - Sodium,Insoluble Substances and Organic Matter,Lead,Mercury (by ICPMS, not validated),Mercury I | SCC / ISO 17025
8807 | Sodium Hydroxide by JP16/S1 - pg 1403, 30 g | Assay <2.50>,DESCRIPTION,Identification (1),Identification (2) Sodium Salt <1.09>,Purity (1) Clarity and Color of Solution,Purity (2) Chloride <1.03>,Purity (3) Heavy Metals <1.07>,Purity (4) Potassium,Purity (5) Sodium Carbonate,Purity (6) Mercury (modified, not validated) | SCC / ISO 17025
8808 | Sodium Hydroxide by NF31/S2 - pg 2203, 10 g | Assay,Heavy Metals <231>,Identification A - Sodium <191>,Insoluble Substances and Organic Matter,Potassium,Residual Solvents <467> (if required) | SCC / ISO 17025
8809 | Sodium Hydroxide Solutions by FCC8/S3 - pg 1035, 25 g | Arsenic,Assay - Total Alkalinity,Carbonate (as Na2CO3),DESCRIPTION,Identification - Sodium,Lead,Mercury (by ICPMS, not validated),Mercury I | SCC / ISO 17025
8810 | Sodium Hypochlorite Solution by USP36/S2 - pg 5166, 50 mL | Assay,Identification A,Identification B,Identification C - Sodium <191>,Residual Solvents <467> (if required) | SCC / ISO 17025
8811 | Sodium Iodide by USP36/S2 - pg 5167, 25 g | Alkalinity,Assay (Requires Water <921> I),Heavy Metals <231>,Identification A - Sodium <191>,Identification B - Iodide <191>,Iodate,Limit of Nitrate, Nitrite, and Ammonia,Potassium,Residual Solvents <467> (if required),Thiosulfate and Barium,Water Determination <921> I | SCC / ISO 17025
8812 | Sodium Lactate Solution by EP7/S8 - pg 2931, 150 g | Aluminum (2.2.23, I),Appearance of Solution (2.2.1 & 2.2.2, II),Assay,Bacterial Endotoxins (2.6.14),Barium (requires Solution S),CHARACTERS,Chlorides (2.4.4) (requires Solution S),Heavy Metals (2.4.8, A) (requires Solution S),Identification A - Lactates (2.3.1),Identification B - Sodium (2.3.1, a),Iron (2.4.9) (requires Solution S),Methanol (2.4.24),Oxalates and Phosphates,pH (2.2.3),Reducing Sugars and Sucrose,Solution S,Sulfates (2.4.13) (requires Solution S) | SCC / ISO 17025
8813 | Sodium Lactate Solution by USP36/S2 - pg 5168, 100 g | Assay,Chloride <221>,Heavy Metals <231> I,Identification - Lactate <191>,Identification - Sodium <191>,Identification - Sodium <191> and Lactate <191>,Limit of Citrate, Oxalate, Phosphate, or Tartrate,Limit of Methanol and Methyl Esters,pH <791>,Residual Solvents <467> (if required),Sugars,Sulfate | SCC / ISO 17025
8814 | Sodium Laurilsulfate by EP7/S8 - pg 2933, 75 g | Alkalinity,Assay,CHARACTERS,Identification A,Identification B,Identification C,Identification D - Sodium (2.3.1, a),Non-Esterified Alcohols,Sodium Chloride,Sodium Sulphate | SCC / ISO 17025
8815 | Sodium Lauryl Sulfate by EP | use Sodium Laurilsulfate | SCC / ISO 17025
8816 | Sodium Lauryl Sulfate by JP16/S1 - pg 1407, 50 g | DESCRIPTION,Identification (1) (requires Total Alcohol Content),Identification (2) Sodium Salt <1.09>,Identification (3) Sulfate <1.09>,Purity (1) Alkalinity,Purity (2) Sodium Chloride,Purity (3) Sodium Sulfate,Purity (4) Unsulfated Alcohols,Total Alcohol Content,Water <2.48> | SCC / ISO 17025
8817 | Sodium Lauryl Sulfate by NF31/S2 - pg 2204, 75 g | Alkalinity,Heavy Metals <231> II,Identification A - Sodium <191>,Identification B - Sulfate <191>,Residual Solvents <467> (if required),Sodium Chloride,Sodium Sulfate,Total Alcohols,Unsulfated Alcohols | SCC / ISO 17025
8818 | Sodium Metabisulfite by NF31/S2 - pg 2204, 50 g | Assay,Heavy Metals <231> I,Identification A - Sodium <191> (ONLY!),Identification A - Sodium <191> and Sulfite <191> ,Iron <241>,Limit of Chloride,Limit of Thiosulfate,Residual Solvents <467> (if required) | SCC / ISO 17025
8819 | Sodium Metasilicate by Leiner Method | Assay | SCC / ISO 17025
8820 | Sodium Methylparaben by NF | See Methylparaben Sodium | SCC / ISO 17025
8821 | Sodium Molybdate Dihydrate by ACS10/S3 - pg 624, 100 g | Ammonium,Assay,Chloride,Heavy Metals,Insoluble Matter,Iron by ICPMS (not validated),pH of a 5% Solution at 25.0 C,Phosphate,Sulfate | SCC / ISO 17025
8822 | Sodium Monofluorophosphate by USP36/S2 - pg 5168, 25 g | Arsenic <211> I,Assay (requires Loss on Drying <731> and Limit of Fluoride Ion),Heavy Metals <231> I,Identification A,Identification B,Identification C - Sodium <191>,Limit of Fluoride Ion,Loss on Drying <731>,pH <791>,Residual Solvents <467> (if required),USP Sodium Fluoride RS. | SCC / ISO 17025
8823 | Sodium Peroxide by ACS10/S3 - pg 635, 100 g | Assay,Chloride,Heavy Metals,Iron,Phosphate,Sulfate | SCC / ISO 17025
8824 | Sodium Phosphate Dibasic by FCC8/S3 - pg 1052, 75 g | Arsenic,Assay,DESCRIPTION,Fluoride IV,Identification - Phosphate,Identification - Sodium,Insoluble Substances,Lead,Lead (by ICPMS, not validated),Loss on Drying,Pyrophosphate | SCC / ISO 17025
8825 | Sodium Phosphate Dibasic Dihydrate and/or Heptahydrate by EP | See Disodium Phosphate Dihydrate | SCC / ISO 17025
8826 | Sodium Phosphate Dibasic Dihydrate by BP | See Disodium Hydrogen Phosphate Dihydrate | SCC / ISO 17025
8827 | Sodium Phosphate Dibasic Dodecahydrate by BP | See Disodium Hydrogen Phosphate Dodecahydrate | SCC / ISO 17025
8828 | Sodium Phosphate Dibasic Dodecahydrate by EP | See Disodium Phosphate Dodecahydrate | SCC / ISO 17025
8829 | Sodium Phosphate Dibasic, Anhydrous by EP | See Disodium Phosphate, Anhydrous | SCC / ISO 17025
8830 | Sodium Phosphate Hydrate, Dibasic by JP16/S1 - pg 1408, 50 g | Assay,DESCRIPTION,Identification (1) <1.09> - Sodium (1) & (2),Identification (2) <1.09> - Phosphate (1) & (3),Identification (3),Loss on Drying <2.41>,pH <2.54>,Purity (1) Clarity and Color of Solution,Purity (2) Chloride <1.03>,Purity (3) Sulfate <1.14>,Purity (4) Carbonate,Purity (5) Heavy Metals <1.07>,Purity (6) Arsenic <1.11> 1 | SCC / ISO 17025
8831 | Sodium Phosphate Monobasic by EP or BP | see Sodium Dihydrogen Phosphate Dihydrate | SCC / ISO 17025
8832 | Sodium Phosphate, Dibasic by ACS10/S3 - pg 637, 60 g | Assay,Chloride,GENERAL DESCRIPTION,Heavy Metals - Method 1,Insoluble Matter,Iron - Method 2,Loss on Drying,pH of a 5% Solution at 25.0 C (requires Loss on Drying),Sulfate | SCC / ISO 17025
8833 | Sodium Phosphate, Dibasic by USP36/S2 - pg 5172, 30 g | Arsenic <211> I,Assay (requires Loss on Drying <731>),Chloride <221>,Heavy Metals <231>,Identification A - Sodium <191>,Identification B - Phosphate <191>,Insoluble Substances,Loss on Drying <731>,Residual Solvents <467> (if required),Sulfate <221> | SCC / ISO 17025
8834 | Sodium Phosphate, Dihydrogen, Anhydrous by BP (Cardinal Health) | Acidity,Arsenic,Assay,CHARACTERISTICS,Chloride,Clarity and Colour of Solution,Heavy Metals A,Identification A,Identification B,Identification C,Identification D,Iron,Loss on Drying,Reducing Substances,Sulphate | SCC / ISO 17025
8835 | Sodium Phosphate, Dihydrogen, Monohydrate by BP (Cardinal Health) 30 g | Acidity,Arsenic,Assay,CHARACTERISTICS,Chloride,Clarity and Colour of Solution,Heavy Metals A,Identification A,Identification B,Identification C,Identification D,Iron,Loss on Drying,Reducing Substances,Sulphate | SCC / ISO 17025
8836 | Sodium Phosphate, Monobasic by FCC8/S3 - pg 1053, 80 g | Arsenic,Assay,DESCRIPTION,Fluoride IV,Identification - Phosphate,Identification - Sodium,Insoluble Substances,Lead,Lead (by ICPMS, not validated),Loss on Drying | SCC / ISO 17025
8837 | Sodium Phosphate, Monobasic by USP36/S2 - pg 5173, 50 g | Aluminum, Calcium, and Related Elements,Arsenic <211> I,Assay (Requires Water <921> I),Chloride <221>,Heavy Metals <231>,Identification - Sodium <191> and Phosphate <191>,Insoluble Substances,pH <791>,Residual Solvents <467> (if required),Sulfate <221>,Water <921> I | SCC / ISO 17025
8838 | Sodium Phosphate, Tribasic by FCC8/S3 - pg 1054, 50 g | Arsenic,Assay (requires Loss on Ignition),DESCRIPTION,Fluoride IV,Identification - Phosphate,Identification - Sodium,Insoluble Substances,Lead,Lead (by ICPMS, not validated),Loss on Ignition | SCC / ISO 17025
8839 | Sodium Propylparaben by NF | See Propylparaben Sodium | SCC / ISO 17025
8840 | Sodium Pyruvate by USP36/S1 - Reagent Specifications, pg 5760 - 30 g | Assay,DESCRIPTION,Free Acid,Residual Solvents <467> (if required),Solubility | SCC / ISO 17025
8841 | Sodium Saccharin by FCC8/S3 - pg 1059, 20 g | Alkalinity,Assay (requires Water),Benzoate and Salicylate,DESCRIPTION,Identification A,Identification B,Identification C - Sodium,Identification D - Melting Range or Temperature,Lead,Lead (by ICPMS, not validated),Readily Carbonizable Substances,Selenium I,Toluenesulfonamides,Water | SCC / ISO 17025
8842 | Sodium Saccharin by USP | See Saccharin Sodium | SCC / ISO 17025
8843 | Sodium Selenite by USP36/S2 - Reagent Specifications - pg 5760, 10 g | Assay,Carbonate,Chloride (Reagent Test),Nitrate (Reagent Test),Odor, Visual Appearance, Hydration, Aqueous Solubility, Solubility in Alcohol,Residual Solvents <467> (if required),Selenate and Sulfate (as SO4),Solubility | SCC / ISO 17025
8844 | Sodium Starch Glycolate by NF31/S2 - pg 2207, 25 g | Assay,Heavy Metals <231> II,Identification A - Infrared Absorption <197A>,Identification B,Identification C,Identification D,Limit of Iron,Limit of Sodium Chloride,Limit of Sodium Glycolate,Loss on Drying <731>,Microbial Enumeration Tests <61> and Tests for Specified Microorganisms <62> ,pH <791>,Residual Solvents <467> (if required),USP Sodium Starch Glycolate Type A RS., Sodium Starch Glycolate Type B RS. | SCC / ISO 17025
8845 | Sodium Stearyl Fumarate by EP7/S8 - pg 2948, 25 g | Assay (2.2.20) (requires Water (2.5.12)),CHARACTERS,EP Sodium Stearyl Fumarate CRS., EP Sodium Stearyl Maleate CRS.,FUNCTIONALITY-RELATED CHARACTERISTICS,Identification (2.2.24),Particle Size Distribution (2.9.31),Related Substances (2.2.28),Specific Surface Area (2.9.26, I),Water (2.5.12) | SCC / ISO 17025
8846 | Sodium Stearyl Fumarate by NF31/S2 - pg 2209, 25 g | Assay (requires Water Determination <921> I),Fats and Fixed Oils, Saponification Value <401>,Heavy Metals <231> II,Identification - Infrared Absorption <197A>,Lead <251>,Limit of Sodium Stearyl Maleate and Stearyl Alcohol,Residual Solvents <467> (if required),USP Monostearyl Maleate RS., USP Sodium Stearyl Fumarate RS., USP Stearyl Alcohol RS.,Water Determination <921> I | SCC / ISO 17025
8847 | Sodium Sulfate by USP36/S2 - pg 5176, 25 g | Acidity or Alkalinity,Assay (requires Loss on Drying <731>),Chloride <221>,Heavy Metals <231> I,Identification - Sodium <191> and Sulfate <191>,Loss on Drying <731>,Residual Solvents <467> (if required) | SCC / ISO 17025
8848 | Sodium Sulfate, Anhydrous by ACS10/S3 - pg 643, 300 g | Assay,Calcium, Magnesium, Potassium (by ICPMS, not validated),Chloride,Extraction-Concentration Suitability,Heavy Metals I,Insoluble Matter,Iron I,Loss on Ignition,Nitrogen Compounds (as N),pH of a 5% Solution at 25.0C,Phosphate | SCC / ISO 17025
8849 | Sodium Sulfate, Anhydrous by EP7/S8 - pg 2948, 8 g | Acidity or Alkalinity (requires Solution S),Appearance of Solution (2.2.1 & 2.2.2, II) (requires Solution S),Assay,Calcium (2.4.3) (requires Solution S),CHARACTERS,Chlorides (2.4.4) (requires Solution S),Heavy Metals (2.4.8, A) (requires Solution S),Identification A - Sulfates (2.3.1),Identification B - Sodium (2.3.1),Identification C (requires Loss on Drying (2.2.32)),Iron (2.4.9) (requires Solution S),Loss on Drying (2.2.32),Magnesium (requires Solution S),Solution S | SCC / ISO 17025
8850 | Sodium Sulfite by ACS10/S3 - pg 648, 150 g | Assay,Chloride,Free Acid,Heavy Metals I,Insoluble Matter ,Iron I,Titrable Free Base | SCC / ISO 17025
8851 | Sodium Sulfite by NF31/S2 - pg 2210, 80 g | Assay,Color and Clarity of Solution,Heavy Metals <231> I,Identification A,Identification B - Sulfate <191>,Identification C - Sodium <191>,Limit of Iron,Limit of Selenium,Limit of Thiosulfates,Limit of Zinc,Residual Solvents <467> (if required),Zinc (by ICPMS, not validated) | SCC / ISO 17025
8852 | Sodium Thiosulfate by FCC8/S3 - pg 1066, 90 g | Assay (requires Water),DESCRIPTION,Identification A,Identification B - Thiosulfate,Identification C - Sodium,Lead,Selenium,Water | SCC / ISO 17025
8853 | Sodium Thiosulfate by USP36/S2 - pg 5178, 10 g | Assay (requires Water <921>),Calcium,Heavy Metals <231>,Identification A,Identification B - Sodium <191> ,Identification C - MODIFIED Thiosulfate <191> ,Residual Solvents <467> (if required),Water Determination <921> | SCC / ISO 17025
8854 | Sodium Tungstate Dihydrate by ACS10/S3 - pg 655, 25 g | Assay,Chloride,Heavy Metals and Iron,Insoluble Matter ,Molybdenum,Sulfate,Titrable Free Base | SCC / ISO 17025
8855 | Sodium Valproate by EP7/S8 - pg 4373, 20 g | Acidity or Alkalinity,Appearance of Solution (2.2.1 & 2.2.2, II),Assay (2.2.20) [requires Loss on Drying (2.2.32)],CHARACTERS,Chlorides (2.4.4) (requires Solution S),EP Sodium Valproate CRS., EP Valproic Acid for System Suitability CRS.,Heavy Metals (2.4.8, C),Identification A - Infrared Absorption Spectrophotometry (2.2.24),Identification B - Sodium (2.3.1, a) (requires Solution S),Loss on Drying (2.2.32),Related Substances (2.2.28),Solution S,Sulfates (2.4.13) (requires Solution S) | SCC / ISO 17025
8856 | Solubility in Alcohol of Essential Oils | 2.8.10 | SCC / ISO 17025
8857 | Somatropin by USP36/S2 - pg 5178, 0.5 g | Assay (requires Water),Bacterial Endotoxins <85>,Bioidentity,Chromatographic Purity,Identification A,Identification B - Peptide Mapping,Limit of High Molecular Weight Proteins,Microbial Enumeration Tests <61> and Tests for Specified Microorganisms <62>,Residual Solvents <467> (if required),Total Protein,USP Endotoxin RS., USP Somatropin RS.,Water <921> Ic | SCC / ISO 17025
8858 | Sorbic Acid by EP7/S8 - pg 2960, 25 g | Aldehydes,Appearance of Solution (2.2.1 & 2.2.2, II) (requires Solution S),Assay (requires Water (2.5.12)),CHARACTERS,EP Sorbic Acid CRS.,Heavy Metals (2.4.8) (requires Solution S),Identification A (2.2.14),Identification B (2.2.25),Identification C (2.2.24),Identification D,Solution S,Sulfated Ash (2.4.14),Water (2.5.12) | SCC / ISO 17025
8859 | Sorbic Acid by FCC8/S3 - pg 1069, 30 g | Assay (requires Water),DESCRIPTION,Identification A,Identification B - UV-Visible Absorption Spectrum,Lead,Lead (by ICPMS, not validated),Melting Range or Temperature,Residue on Ignition (Sulfated Ash),Water | SCC / ISO 17025
8860 | Sorbic Acid by NF31/S2 - pg 2211, 25 g | Assay (requires Water Determination <921> I),Heavy Metals <231> II,Identification A - Infrared Absorption <197A>,Identification B,Melting Range or Temperature <741>,Residual Solvents <467> (if required),Residue on Ignition <281>,USP Sorbic Acid RS.,Water Determination <921> I | SCC / ISO 17025
8861 | Sorbital Solution, Noncrystallizing by NF31/S2 - pg 2218, 50 g | Assay,Identification A,Identification B,Identification C - Limit of Diethylene Glycol and Ethylene Glycol,Limit of Nickel (requires Water Determination <921> I),Microbial Enumeration Tests <61> and Absence of Specified Microorganisms <62>,Nickel (by ICP-MS, not validated),pH <791>,Reducing Sugars,Residual Solvents <467> (if required),Residue on Ignition <281>,USP Sorbitol RS., USP Diethylene Glycol RS., USP Ethylene Glycol RS.,Water Determination <921> I | SCC / ISO 17025
8862 | Sorbitan Monolaurate by NF31/S2 - pg 2212, 75 g ***SEE ERRATA*** | Acid Value <401>,Assay - Fatty Acids,Assay - Polyols (requires Assay - Fatty Acids),Heavy Metals <231> II,Hydroxyl Value <401>,Identification A (requires Assay - Fatty Acids),Identification B,Residual Solvents <467> (if required),Residue on Ignition <281>,Saponification Value <401>,USP Isosorbide RS., USP 1,4-Sorbitan RS.,Water Determination <921> I | SCC / ISO 17025
8863 | Sorbitan Monooleate by EP | see Sorbitan Oleate | SCC / ISO 17025
8864 | Sorbitan Monooleate by NF31/S2 - pg 2213, 25 g ***SEE ERRATA*** | Acid Value <401>,Assay - Fatty Acids,Assay - Polyols (requires Assay - Fatty Acids),Heavy Metals <231> II,Hydroxyl Value <401>,Identification A (requires Assay - Fatty Acids),Identification B,Iodine Value <401>,Residual Solvents <467> (if required),Residue on Ignition <281>,Saponification Value <401>,USP Isosorbide RS., USP 1,4-Sorbitan RS.,Water Determination <921> I | SCC / ISO 17025
8865 | Sorbitan Oleate by EP7/S8 - pg 2961, 50 g | Acid Value (2.5.1),CHARACTERS,Composition of Fatty Acids (2.4.22, C),Heavy Metals (2.4.8, D),Hydroxyl Value (2.5.3, A),Identification A,Identification B,Identification C,Iodine Value (2.5.4),Peroxide Value (2.5.5),Saponification Value (2.5.6),Total Ash (2.4.16),Water (2.5.12) | SCC / ISO 17025
8866 | Sorbitan Trioleate by EP7/S8 - pg 2963, 50 g | Acid Value (2.5.1),CHARACTERS,Composition of Fatty Acids (2.4.22, C),Heavy Metals (2.4.8, D),Hydroxyl Value (2.5.3, A),Identification A - Hydroxyl Value,Identification B - Iodine Value,Identification C - Composition of Fatty Acids,Iodine Value (2.5.4),Peroxide Value (2.5.5),Saponification Value (2.5.6),Total Ash (2.4.16),Water (2.5.12) | SCC / ISO 17025
8867 | Sorbitan Trioleate by NF31/S2 - pg 2216, 50 g ***SEE ERRATA*** | Acid Value <401>,Assay - Fatty Acids,Assay - Polyols (requires Assay - Fatty Acids),Heavy Metals <231> II,Hydroxyl Value <401>,Identification A (requires Assay - Fatty Acids),Identification B - Thin-Layer Chromatographic Identification Test <201>,Iodine Value <401>,Residual Solvents <467> (if required),Residue on Ignition <281>,Saponification Value <401>,USP Isosorbide RS., USP 1,4-Sorbitan RS.,Water Determination <921> I | SCC / ISO 17025
8868 | Sorbitol by BP2013 - pg 2071, 70 g | Appearance of Solution (2.2.1 & 2.2.2, II),Assay (2.2.29),Bacterial Endotoxins (2.6.14),CHARACTERS - Appearance,CHARACTERS - Solubility,Conductivity (2.2.38),EP Sorbitol CRS., EP Mannitol CRS.,Identification A,Identification B (2.2.14),Identification C - Thin-Layer Chromatography (2.2.27),Identification D - Specific Optical Rotation (2.2.7) [requires Water (2.5.12)],Lead (2.4.10),Lead by (ICPMS, not validated),Lead, Nickel (by ICPMS, not validated),Microbial Contamination (2.6.12 & 2.6.13),Nickel (2.4.15),Nickel (by ICPMS, not validated),Reducing Sugars,Related Substances (2.2.29),Water (2.5.12) | SCC / ISO 17025
8869 | Sorbitol by EP7/S8 - pg 2963, 70 g | Appearance of Solution (2.2.1 & 2.2.2, II),Assay (2.2.29),Bacterial Endotoxins (2.6.14),CHARACTERS - Appearance,CHARACTERS - Solubility,Conductivity (2.2.38),EP Sorbitol CRS., EP Mannitol CRS.,Identification A,Identification B (2.2.14),Identification C - Thin-Layer Chromatography (2.2.27),Identification D - Specific Optical Rotation (2.2.7) [requires Water (2.5.12)],Lead (2.4.10),Lead by (ICPMS, not validated),Lead, Nickel (by ICPMS, not validated),Microbial Contamination (2.6.12 & 2.6.13),Nickel (2.4.15),Nickel (by ICPMS, not validated),Reducing Sugars,Related Substances (2.2.29),Water (2.5.12) | SCC / ISO 17025
8870 | Sorbitol by FCC8/S3 - pg 1075, 100 g | Assay (requires Water),DESCRIPTION,Identification A,Identification B,Lead,Nickel,Pb, Ni (by ICPMS, not validated),pH,Reducing Sugars,Residue on Ignition (Sulfated Ash) I,USP Mannitol RS., USP Sorbitol RS.,Water | SCC / ISO 17025
8871 | Sorbitol by NF31/S2 - pg 2217, 210 g | Assay (requires Water Determination <921> I),Bacterial Endotoxins <85>,Chloride <221>,Clarity and Color of Solution,Identification A,Identification B,Limit of Nickel (by ICPMS, not validated),Limit of Nickel <851>,Microbial Enumeration Tests <61> and Tests for Specified Microorganisms <62>,pH <791>,Reducing Sugars,Residual Solvents <467> (if required),Residue on Ignition <281>,Sulfate <221>,USP Endotoxin, RS., USP Sorbitol RS.,Water Determination <921> I | SCC / ISO 17025
8872 | Sorbitol Solution by FCC8/S3 - pg 1076, 50 g | Assay,DESCRIPTION,Identification A,Identification B,Lead I (requires Water),Nickel (requires Water),Pb, Ni (by ICPMS, not validated),pH,Reducing Sugars,Residue on Ignition (Sulfated Ash) II,USP Sorbitol RS.,Water | SCC / ISO 17025
8873 | Sorbitol Solution by USP36/S2 - pg 5181, 100 g | Assay,Identification A,Identification B (requires Assay),Identification C - Limit of Diethylene Glycol and Ethylene Glycol,Limit of Nickel,pH <791>,Reducing Sugars (requires Water),Residual Solvents <467> (if required),Residue on Ignition <281> (requires Water),USP Sorbitol RS, Diethylene Glycol RS, Ethylene Glycol RS.,Water Determination <921> I | SCC / ISO 17025
8874 | Sorbitol Sorbitan Solution by NF31/S2 - pg 2219, amount depends on concentration | Assay,Identification A,Identification B,Identification C - Limit of Diethylene Glycol and Ethylene Glycol,Limit of Nickel (requires Water Determination <921> I),Microbial Enumeration Tests <61> and Absence of Specified Microorganisms <62>,Nickel (by ICP-MS, not validated),pH <791>,Reducing Sugars,Residual Solvents <467> (if required),Residue on Ignition <281>,USP Diethylene Glycol RS., USP Ethylene Glycol RS., USP 1,4-Sorbitan RS., USP Sorbitol RS.,Water Determination <921> I | SCC / ISO 17025
8875 | Sorbitol, Liquid (Crystallising) by EP7/S8 - pg 2965, 50 g | Appearance of Solution (2.2.1 and 2.2.2, II),Assay,Conductivity (2.2.38),Identification A,Identification B (2.2.7),Identification C,Lead (2.4.10),Nickel (2.4.15),Reducing Sugars,Water (2.5.12) | SCC / ISO 17025
8876 | Soya-Bean Oil, Hydrogenated by EP7/S8 - pg2968, 50 g | Acid Value (2.5.1),Alkaline Impurities in Fatty Oils (2.4.19),CHARACTERS,Composition of Fatty Acids (2.4.22, A),Identification A,Identification B,Melting Point (2.2.15),Nickel (2.2.23, II),Peroxide Value (2.5.5, A),Unsaponifiable Matter (2.5.7) | SCC / ISO 17025
8877 | Soybean Oil by USP36/S2 - pg 5185, 100 g | Acid Value <401>,Alkaline Impurities,Fatty Acid Composition,Heavy Metals <231> II,Identification A - Fatty Acid Composition <401>,Other Requirements <12>,Peroxide Value <401>,Residual Solvents <467> (if required),Sterol Composition <401>,Unsaponifiable Matter <401>,Water Determination <921> Ic | SCC / ISO 17025
8878 | SPADNS by ACS10/S3 - pg 657, 2 g | Clarity of Solution,Sensitivity to Fluoride | SCC / ISO 17025
8879 | Spearmint Oil by FCC8/S3 - pg 1082, 10 g | Angular Rotation,Assay,DESCRIPTION,Identification A - Infrared Spectra,Reaction,Refractive Index,Solubility in Alcohol,Specific Gravity | SCC / ISO 17025
8880 | Specific Surface Area | <846> | SCC / ISO 17025
8881 | Spectrophotometric Identification Tests - K, M, F, S, or A,Spectrophotometric Identification Tests - U (UV) | <197> | SCC / ISO 17025
8882 | Spironolactone by USP36/S2 - pg 5187, 10 g | Assay (requires Loss on Drying <731>),Identification A - Infrared Absorption <197A>,Identification B - Ultraviolet Absorption <197U> (requires Loss on Drying <731>),Identification C,Limit of Mercapto Compounds,Loss on Drying <731>,Ordinary Impurities <466>,Residual Solvents <467> (if required),Specific Rotation <781S> (requires Loss on Drying <731>),USP Spironolactone RS. | SCC / ISO 17025
8883 | Squalane by NF31/S2 - pg 2222, 50 g | Acid Value <401>,Chromatographic Purity,Identification A - Infrared Absorption <197F>,Iodine Value <401>,Refractive Index <831>,Residual Solvents <467> (if required),Residue on Ignition <281>,Saponification Value <401>,Specific Gravity <841>,USP Squalane RS. | SCC / ISO 17025
8884 | St. John's Wort by USP36/S2 - Dietary Supplements - pg 1579, 300 g | Absence of Specified Microorganisms <2022>,Botanic Characteristics,Content of Hyperforin (requires Content of Hypericin and Pseudohypericin),Content of Hypericin and Pseudohypericin,Foreign Organic Matter <561>,Identification A - Thin-Layer Chromatographic Identification Test,Microbial Enumeration Tests <2021>,Pesticide Residues <561>,Residual Solvents <467> (if required),Total Ash <561>,USP Hyperoside RS., USP Oxybenzone RS., USP Rutin RS., USP Powdered St. John's Wort Extract RS.,Water Content <561> | SCC / ISO 17025
8885 | St. John's Wort, Powdered by USP36/S2 - Dietary Supplements - pg 1581, 300 g | Absence of Specified Microorganisms <2022>,Botanic Characteristics,Content of Hyperforin (requires Content of Hypericin and Pseudohypericin),Content of Hypericin and Pseudohypericin,Foreign Organic Matter <561>,Heavy Metals <231>,Identification A - Thin-Layer Chromatographic Identification Test,Microbial Enumeration Tests <2021>,Pesticide Residues <561>,Residual Solvents <467> (if required),Total Ash <561>,USP Hyperoside RS., USP Oxybenzone RS., USP Rutin RS., USP Powdered St. John's Wort Extract RS.,Water Content <561> | SCC / ISO 17025
8886 | Stability Studies | Testing | SCC / ISO 17025
8887 | Stannous Chloride Dihydrate by ACS10/S3 - pg 658, 50 g | Assay,Ca, Fe, Pb, K, Na (by ICPMS, not validated),Solubility in Hydrochloric Acid,Sulfate | SCC / ISO 17025
8888 | Stannous Chloride Dihydrate by EP7/S8 - pg 2980, 30 g | Appearance of Solution (2.2.1 & 2.2.2, II),Assay,CHARACTERS,Heavy Metals,Identification A (requires Solution S1),Identification B,Identification C - Chlorides (2.3.1, a),Iron (2.4.9) (requires Solution S2),Solution S1,Solution S2,Substances not Precipitated by Thioacetamide (requires Solution S2),Sulfates (2.4.13) (requires Solution S1) | SCC / ISO 17025
8889 | Stannous Fluoride by USP36/S2 - pg 5190, 75g | Antimony,Antimony (by ICPMS, not validated),Assay for Fluoride (requires Loss on Drying <731>),Assay for Stannous Ion (requires Loss on Drying <731>),Identification A,Identification B,Identification C,Loss on Drying <731>,pH <791>,Residual Solvents <467> (if required),USP Sodium Fluoride RS.,Water-Insoluble Substances | SCC / ISO 17025
8890 | Stannous Fluoride Gel by USP36/S2 - pg 5191, 75g | Assay,Identification A,Identification B,Identification C,pH <791>,Residual Solvents <467> (if required),Stannous Ion Content,Tin (by ICPMS, not validated),Total Tin Content,USP Sodium Fluoride RS.,Viscosity <911> | SCC / ISO 17025
8891 | Starch, Corn by NF31/S2 - pg 2224, 100 g | Identification A,Identification B,Identification C,Limit of Iron,Limit of Oxidizing Substances,Limit of Sulfur Dioxide - Quote only if absolutely needed,Loss on Drying <731>,Microbial Enumeration Tests <61> and Tests for Specified Microorganisms <62>,pH <791>,Residual Solvents <467> (if required),Residue on Ignition <281> | SCC / ISO 17025
8892 | Starch, Pregelatinised by EP7/S8 - pg 2983, 100 g | CHARACTERS,Cold-Water-Soluble Matter,Foreign Matter,FUNCTIONALITY-RELATED CHARACTERISTICS,Identification A,Identification B,Iron (2.4.9) (requires Sulfated Ash),Loss on Drying (2.2.32),Microbial Contamination (2.6.12 & 2.6.13),Oxidising Substances (2.5.30),Particle-Size Distribution (2.9.38),pH (2.2.3),Powder Flow (2.9.36),Sulfated Ash (2.4.14),sulfur Dioxide (2.5.29) | SCC / ISO 17025
8893 | Starch, Pregelatinized by NF31/S2 - pg 2243, 200 g | Identification,Iron <241> (requires Residue on Ignition <281>),Limit of Sulfur Dioxide,Loss on Drying <731>,Microbial Enumeration Tests <61> and Tests for Specified Microorganisms <62>,Oxidizing Substances,pH <791>,Residual Solvents <467> (if required),Residue on Ignition <281> | SCC / ISO 17025
8894 | Stearic Acid by EP7/S8 - pg 2989, 25 g | Acidity,Appearance (2.2.2, I),Assay,CHARACTERS,Freezing Point (2.2.18),FUNCTIONALITY-RELATED CHARACTERISTICS,Identification A ,Identification B (2.5.1),Identification C,Iodine Value (2.5.4),Nickel (2.4.31),Particle Size Distribution (2.9.31),Specific Surface Area (2.9.26, I) | SCC / ISO 17025
8895 | Stearic Acid by FCC8/S3- pg 1087, 30 g | Acid Value, Method I,DESCRIPTION,Iodine Value, Method VII,Lead,Residue on Ignition,Saponification Value,Titer,Unsaponifiable Matter,Water | SCC / ISO 17025
8896 | Stearic Acid by JP16/S1 - pg 1426, 25 g | Acid Value <1.13>,DESCRIPTION,Iodine Value <1.13>,Purity (1) Mineral Acid,Purity (2) Heavy Metals <1.07> 2,Purity (3) Fat and Paraffin,Residue on Ignition <2.44> | SCC / ISO 17025
8897 | Stearic Acid by NF31/S2 - pg 2248, 100 g | Acidity,Assay,Color of Solution,Freezing Point,Heavy Metals <231> II,Identification A,Identification B - Acid Value,Identification C,Iodine Value <401>,Residual Solvents <467> (if required),Residue on Ignition <281>,USP Stearic Acid RS., USP Palmitic Acid RS. | SCC / ISO 17025
8898 | Stearic Acid, Purified by NF31/S2 - pg 2249, 75 g | Acid Value <401>,Assay,Congealing Temperature <651>,Heavy Metals <231> II,Iodine Value <401>,Mineral Acid,Neutral Fat or Paraffin,Residual Solvents <467> (if required),Residue on Ignition <281>,USP Palmitic Acid RS., USP Stearic Acid RS. | SCC / ISO 17025
8899 | Stearyl Alcohol by NF31/S2 - pg 2252, 30 g ***SEE ERRATA*** | Acid Value (Free Fatty Acids) <401>,Assay,Hydroxyl Value <401>,Identification A,Iodine Value <401>,Melting Range or Temperature <741>,Residual Solvents <467> (if required),USP Cetyl Alcohol RS., USP Stearyl Alcohol RS. | SCC / ISO 17025
8900 | Sterols in Fatty Oils | 2.4.23 | SCC / ISO 17025
8901 | Stomata and Stomatal Index | 2.8.3 | SCC / ISO 17025
8902 | Streptomycin Sulfate by USP36/S2 - pg 5198, 2 g | Assay,Identification A,Identification B - Sulfate <191>,Loss on Drying <731>,Other Requirements,pH <791>,Residual Solvents <467> (if required),USP Streptomycin Sulfate RS. | SCC / ISO 17025
8903 | Strong Ammonia Solution | See Ammonia Solution, Strong | SCC / ISO 17025
8904 | Strontium Chloride Hexahydrate by ACS10/S3 - pg 660, 3 g | Assay | SCC / ISO 17025
8905 | Sublimed Sulfur by USP | use Sulfur, Sublimed | SCC / ISO 17025
8906 | Succinic Acid by ACS10/S3 - pg 662, 75 g | Assay,Chloride ,Heavy Metals,Insoluble Matter ,Iron I,Melting Point ,Nitrogen Compounds ,Phosphate I,Residue After Ignition ,Sulfate | SCC / ISO 17025
8907 | Succinic Acid by NF31/S2 - pg 2253, 10 g | Assay,Heavy Metals <231> I,Identification - Infrared Absorption <197A>,Melting Range or Temperature <741>,Residual Solvents <467> (if required),Residue on Ignition <281>,USP Succinic Acid RS. | SCC / ISO 17025
8908 | Sucralose by FCC8/S3 - pg 1092, 25 g | Assay (requires Water),DESCRIPTION,Hydrolysis Products,Identification A - Infrared Absorption,Identification B,Identification C,Lead,Lead (by ICPMS, not validated),Methanol,Optical (Specific) Rotation,Related Substances,Residue on Ignition (Sulfated Ash),USP Sucralose RS.,Water | SCC / ISO 17025
8909 | Sucralose by NF31/S2 - pg 2253, 50 g | Assay (requires Water Determination <921> I),Heavy Metals <231> II,Identification A - Infrared Absorption <197A>,Identification B,Identification C,Limit of Hydrolysis Products,Limit of Methanol,Related Compounds,Residual Solvents <467> (if required),Residue on Ignition <281>,Specific Rotation <781S> (requires Water Determination <921> I),USP Sucralose RS.,Water Determination <921> I | SCC / ISO 17025
8910 | Sucrose by BP2013 - pg 2110, 400 g | Appearance of Solution (2.2.1) (requires Solution S) | SCC / ISO 17025
8911 | Sucrose by BP2013 - pg 2110, 400 g | Appearance of Solution (2.2.1) (requires Solution S),Bacterial Endotoxins (2.6.14) | SCC / ISO 17025
8912 | Sucrose by BP2013 - pg 2110, 400 g | Appearance of Solution (2.2.1) (requires Solution S),Bacterial Endotoxins (2.6.14),CHARACTERS - Appearance | SCC / ISO 17025
8913 | Sucrose by BP2013 - pg 2110, 400 g | Appearance of Solution (2.2.1) (requires Solution S),Bacterial Endotoxins (2.6.14),CHARACTERS - Appearance,CHARACTERS - Solubility | SCC / ISO 17025
8914 | Sucrose by BP2013 - pg 2110, 400 g | Appearance of Solution (2.2.1) (requires Solution S),Bacterial Endotoxins (2.6.14),CHARACTERS - Appearance,CHARACTERS - Solubility,Colour Value (2.2.25) | SCC / ISO 17025
8915 | Sucrose by BP2013 - pg 2110, 400 g | Appearance of Solution (2.2.1) (requires Solution S),Bacterial Endotoxins (2.6.14),CHARACTERS - Appearance,CHARACTERS - Solubility,Colour Value (2.2.25),Conductivity (2.2.38) | SCC / ISO 17025
8916 | Sucrose by BP2013 - pg 2110, 400 g | Appearance of Solution (2.2.1) (requires Solution S),Bacterial Endotoxins (2.6.14),CHARACTERS - Appearance,CHARACTERS - Solubility,Colour Value (2.2.25),Conductivity (2.2.38),Dextrins (requires Solution S) | SCC / ISO 17025
8917 | Sucrose by BP2013 - pg 2110, 400 g | Appearance of Solution (2.2.1) (requires Solution S),Bacterial Endotoxins (2.6.14),CHARACTERS - Appearance,CHARACTERS - Solubility,Colour Value (2.2.25),Conductivity (2.2.38),Dextrins (requires Solution S),EP Sucrose CRS., EP Fructose CRS., EP Glucose CRS., EP Lactose CRS. | SCC / ISO 17025
8918 | Sucrose by BP2013 - pg 2110, 400 g | Appearance of Solution (2.2.1) (requires Solution S),Bacterial Endotoxins (2.6.14),CHARACTERS - Appearance,CHARACTERS - Solubility,Colour Value (2.2.25),Conductivity (2.2.38),Dextrins (requires Solution S),EP Sucrose CRS., EP Fructose CRS., EP Glucose CRS., EP Lactose CRS.,Identification A - Infrared Absorption Spectrophotometry (2.2.24) | SCC / ISO 17025
8919 | Sucrose by BP2013 - pg 2110, 400 g | Appearance of Solution (2.2.1) (requires Solution S),Bacterial Endotoxins (2.6.14),CHARACTERS - Appearance,CHARACTERS - Solubility,Colour Value (2.2.25),Conductivity (2.2.38),Dextrins (requires Solution S),EP Sucrose CRS., EP Fructose CRS., EP Glucose CRS., EP Lactose CRS.,Identification A - Infrared Absorption Spectrophotometry (2.2.24),Identification B - Thin-Layer Chromatography (2.2.27) | SCC / ISO 17025
8920 | Sucrose by BP2013 - pg 2110, 400 g | Appearance of Solution (2.2.1) (requires Solution S),Bacterial Endotoxins (2.6.14),CHARACTERS - Appearance,CHARACTERS - Solubility,Colour Value (2.2.25),Conductivity (2.2.38),Dextrins (requires Solution S),EP Sucrose CRS., EP Fructose CRS., EP Glucose CRS., EP Lactose CRS.,Identification A - Infrared Absorption Spectrophotometry (2.2.24),Identification B - Thin-Layer Chromatography (2.2.27),Identification C (requires Solution S) | SCC / ISO 17025
8921 | Sucrose by BP2013 - pg 2110, 400 g | Appearance of Solution (2.2.1) (requires Solution S),Bacterial Endotoxins (2.6.14),CHARACTERS - Appearance,CHARACTERS - Solubility,Colour Value (2.2.25),Conductivity (2.2.38),Dextrins (requires Solution S),EP Sucrose CRS., EP Fructose CRS., EP Glucose CRS., EP Lactose CRS.,Identification A - Infrared Absorption Spectrophotometry (2.2.24),Identification B - Thin-Layer Chromatography (2.2.27),Identification C (requires Solution S),Loss on Drying (2.2.32) | SCC / ISO 17025
8922 | Sucrose by BP2013 - pg 2110, 400 g | Appearance of Solution (2.2.1) (requires Solution S),Bacterial Endotoxins (2.6.14),CHARACTERS - Appearance,CHARACTERS - Solubility,Colour Value (2.2.25),Conductivity (2.2.38),Dextrins (requires Solution S),EP Sucrose CRS., EP Fructose CRS., EP Glucose CRS., EP Lactose CRS.,Identification A - Infrared Absorption Spectrophotometry (2.2.24),Identification B - Thin-Layer Chromatography (2.2.27),Identification C (requires Solution S),Loss on Drying (2.2.32),Reducing Sugars (requires Solution S) | SCC / ISO 17025
8923 | Sucrose by BP2013 - pg 2110, 400 g | Appearance of Solution (2.2.1) (requires Solution S),Bacterial Endotoxins (2.6.14),CHARACTERS - Appearance,CHARACTERS - Solubility,Colour Value (2.2.25),Conductivity (2.2.38),Dextrins (requires Solution S),EP Sucrose CRS., EP Fructose CRS., EP Glucose CRS., EP Lactose CRS.,Identification A - Infrared Absorption Spectrophotometry (2.2.24),Identification B - Thin-Layer Chromatography (2.2.27),Identification C (requires Solution S),Loss on Drying (2.2.32),Reducing Sugars (requires Solution S),Solution S | SCC / ISO 17025
8924 | Sucrose by BP2013 - pg 2110, 400 g | Appearance of Solution (2.2.1) (requires Solution S),Bacterial Endotoxins (2.6.14),CHARACTERS - Appearance,CHARACTERS - Solubility,Colour Value (2.2.25),Conductivity (2.2.38),Dextrins (requires Solution S),EP Sucrose CRS., EP Fructose CRS., EP Glucose CRS., EP Lactose CRS.,Identification A - Infrared Absorption Spectrophotometry (2.2.24),Identification B - Thin-Layer Chromatography (2.2.27),Identification C (requires Solution S),Loss on Drying (2.2.32),Reducing Sugars (requires Solution S),Solution S,Specific Optical Rotation (2.2.7) (requires Loss on Drying) | SCC / ISO 17025
8925 | Sucrose by BP2013 - pg 2110, 400 g | Appearance of Solution (2.2.1) (requires Solution S),Bacterial Endotoxins (2.6.14),CHARACTERS - Appearance,CHARACTERS - Solubility,Colour Value (2.2.25),Conductivity (2.2.38),Dextrins (requires Solution S),EP Sucrose CRS., EP Fructose CRS., EP Glucose CRS., EP Lactose CRS.,Identification A - Infrared Absorption Spectrophotometry (2.2.24),Identification B - Thin-Layer Chromatography (2.2.27),Identification C (requires Solution S),Loss on Drying (2.2.32),Reducing Sugars (requires Solution S),Solution S,Specific Optical Rotation (2.2.7) (requires Loss on Drying),Sulfites (2.2.25) | SCC / ISO 17025
8926 | Sucrose by EP7/S8 - pg 2996, 400 g | Appearance of Solution (2.2.1) (requires Solution S),Bacterial Endotoxins (2.6.14),CHARACTERS - Appearance,CHARACTERS - Solubility,Colour Value (2.2.25),Conductivity (2.2.38),Dextrins (requires Solution S),EP Sucrose CRS., EP Fructose CRS., EP Glucose CRS., EP Lactose CRS.,Identification A - Infrared Absorption Spectrophotometry (2.2.24),Identification B - Thin-Layer Chromatography (2.2.27),Identification C (requires Solution S),Loss on Drying (2.2.32),Reducing Sugars (requires Solution S),Solution S,Specific Optical Rotation (2.2.7) (requires Loss on Drying),Sulfites (2.2.25) | SCC / ISO 17025
8927 | Sucrose by FCC8/S3 - pg 1857, 200 g | Arsenic,Assay,Color,DESCRIPTION,Identification - Optical (Specific) Rotation,Invert Sugar,Lead,Lead (by ICPMS, not validated),Loss on Drying,Optical (Specific) Rotation,Residue on Ignition (Sulfated Ash),USP Lactose Monohydrate RS., USP Dextrose RS., USP Fructose RS. | SCC / ISO 17025
8928 | Sucrose by JP16/S1 - pg 1430 & 2476, 450 g (* EP & USP harmonized) | Bacterial Endotoxins <4.01>,Conductivity <2.51>*,DESCRIPTION,Dextrins [requires Purity (2) Clarity of Solution],Identification - Infrared Spectrophotometry <2.25>,Loss on Drying <2.41>*,Optical Rotation <2.49>,Purity (1) Color Value <2.24>*,Purity (2) Clarity of Solution*,Purity (3) (ii) Sulfite <2.24>*,Purity (4) Reducing Sugars* | SCC / ISO 17025
8929 | Sucrose by NF31/S2 - pg 2254, 100 g | Calcium,Chloride <221>,Heavy Metals <231>,Invert Sugar,Residual Solvents <467> (if required),Residue on Ignition <281>,Specific Rotation <781S>,Sulfate <221> | SCC / ISO 17025
8930 | Sucrose Fatty Acid Esters by FCC8/S3 - pg 1099, 60 g | Acid Value I,Assay,DESCRIPTION,Dimethyl Sulfoxide,Ethyl Acetate, Isobutanol, Methanol, and Methyl Ethyl Ketone,Free Sucrose,Identification A,Identification B,Lead,Lead (by ICPMS, not validated),Residue on Ignition | SCC / ISO 17025
8931 | Sucrose Starch Spheres by JPE - pg 383, 50 g | Assay,DESCRIPTION,Identification (1),Identification (2),Loss on Drying | SCC / ISO 17025
8932 | Sufentanil Citrate by USP36/S2 - pg 5205, 15 g | Assay (requires Loss on Drying <731>),Chromatographic Purity,Heavy Metals <231> II,Identification A - Infrared Absorption <197A>,Identification B - Ultraviolet Absorption <197U>,Identification C - Citrate <191>,Identification D,Limit of Acetone,Loss on Drying <731>,Residual Solvents <467> (if required),USP Sufentanil Citrate RS. | SCC / ISO 17025
8933 | Sugar Spheres by EP7/S8 - pg 3002, 75 g | Assay - Sucrose Content,EP Sucrose CRS., EP Fructose CRS., EP Glucose CRS., EP Lactose CRS.,Fineness (2.9.35),Heavy Metals (2.4.8, C),Identification A (2.2.27),Identification B,Identification C (requires Solution S),Loss on Drying (2.2.32),Microbial Contamination (2.6.12 & 2.6.13),Solution S,Sulfated Ash (2.4.14) | SCC / ISO 17025
8934 | Sugar Spheres by JPE | use Sucrose Starch Spheres | SCC / ISO 17025
8935 | Sugar Spheres by NF31/S2 - pg 2259, 75 g | Assay - Specific Rotation <781S> (requires Loss on Drying <731>),Heavy Metals <231> II,Identification A,Loss on Drying <731>,Microbial Enumeration Tests <61> and Tests for Specified Microorganisms <62>,Particle Size Distribution Estimation by Analytical Sieving <786>,Residual Solvents <467> (if required),Residue on Ignition <281> | SCC / ISO 17025
8936 | Sugar, Compressible by BP2013 - pg 2117, 100 g | Assay,Calcium (requires Solution S),CHARACTERISTICS - Solubility,CHARACTERISTICS - Solution S,CHARACTERISTICS - Visual Appearance,Chloride (requires Solution S),Conductivity,EP reference spectrum of compressible sugar (RS 401),Identification A,Identification B,Lead,Lead (by ICP-MS, not validated),Loss on Drying,Sulfate (requires requires Solution S) | SCC / ISO 17025
8937 | Sugar, Compressible by NF31/S2 - pg 2258, 200 g | Assay,Chloride <221>,Heavy Metals <231> (requires Chloride <221>),Identification - Calcium <191> (requires Chloride <221>),Identification A,Loss on Drying <731>,Microbial Enumeration Tests <61> and Tests for Specified Microorganisms <62>,Residual Solvents <467> (if required),Residue on Ignition <281>,Sulfate <221> (requires Chloride <221>) | SCC / ISO 17025
8938 | Sulfacetamide Sodium and Prednisolone Acetate Ophthalmic Ointment by USP36/S2 - pg 5212, quantity depends on concentration | Assay for Prednisolone Acetate,Assay for Sulfacetamide Sodium,Identification,Metal Particles <751>,Minimum fill <755>,Residual Solvents <467> (if required),Sterility <71>,USP Sulfacetamide Sodium RS., USP Prednisolone Acetate RS. | SCC / ISO 17025
8939 | Sulfadiazine Sodium by USP36/S2 - pg 5218, 20 g | Assay (requires Loss on Drying <731>),Heavy Metals <231>,Identification A - <197A> and Melting Temperature <741> (see below),Identification A - Melting Temperature <741>,Identification A <197A>,Identification B - Sodium <191>,Loss on Drying <731>,Residual Solvents <467> (if required),Selenium <291>,USP Sulfadiazine RS. | SCC / ISO 17025
8940 | Sulfamethoxazole by EP7/S8 - pg 3011 15 g | Acidity,Appearance of Solution (2.2.1 & 2.2.2, II),Assay (2.5.8) (requires Loss on Drying),CHARACTERS,EP Sulfamethoxazole CRS., EP Sulfamethoxazole Impurity A CRS., Sulfamethoxazole Impurity F CRS.,Heavy Metals (2.4.8, D),Identification A (2.2.14),Identification B (2.2.24),Identification C (2.2.27),Identification D (2.3.1),Loss on Drying (2.2.32),Related Substances (2.2.29),Sulfated Ash (2.4.14) | SCC / ISO 17025
8941 | Sulfated Ash | 2.4.14 | SCC / ISO 17025
8942 | Sulfates | 2.4.13 | SCC / ISO 17025
8943 | Sulfonamides | <521> | SCC / ISO 17025
8944 | Sulfur Dioxide | 2.5.29 | SCC / ISO 17025
8945 | Sulfur, Precipitated by USP36/S2 - pg 5238, 10 g | Assay (Requires Water <921> I),Identification,Other Forms of Sulfur,Reaction,Residual Solvents <467> (if required),Residue on Ignition <281>,Water <921> I | SCC / ISO 17025
8946 | Sulfur, Sublimed by USP36/S2 - pg 5239, 10 g | Arsenic <211> I,Assay,Identification,Residual Solvents <467> (if required),Residue on Ignition <281>,Solubility in Carbon Disulfide | SCC / ISO 17025
8947 | Sulfuric Acid by ACS10/S3 - pg 670, 1 L | Ammonium (differential pulse polarography),Appearance,Arsenic ,Assay,Chloride,Color APHA,Heavy Metals I,Iron I,Mercury (by ICPMS, not validated),Nitrate,Residue After Ignition ,Substances Reducing Permanganate | SCC / ISO 17025
8948 | Sulfuric Acid by EP7/S8 - pg 3019, 100 mL | Appearance of Solution (2.2.1 & 2.2.2, II),Arsenic (2.4.2),Assay,CHARACTERS,Chlorides (2.4.4),Heavy Metals (2.4.8, F),Identification A (2.2.4),Identification B - Sulfates (2.3.1, a),Iron (2.4.9),Nitrates | SCC / ISO 17025
8949 | Sulfuric Acid by FCC8/S3 - pg 1104, 100 g | Arsenic,Assay,Chloride,DESCRIPTION,Identification - Sulfate,Iron,Lead,Nitrate,Reducing Substances (as SO2),Selenium II | SCC / ISO 17025
8950 | Sulfuric Acid by NF31/S2 - pg 2260, 150 mL | Arsenic <211>,Assay,Chloride <221>,Heavy Metals <231>,Identification A - Sulfate <191>,Reducing Substances,Residual Solvents <467> (if required),Residue on Ignition <281> | SCC / ISO 17025
8951 | Sunflower Oil by USP ***SEE ERRATA IN BOOK*** | ADD MONOGRAPH TESTS WHEN NEEDED | SCC / ISO 17025
8952 | Supercritical Fluid Chromatography | 2.2.45 | SCC / ISO 17025
8953 | Supplementary Tests - These tests are to be carried out, in whole or in part, only if required by the stated composition of the material.,Absorbance (2.2.25) (requires Solution S1),Acidity or Alkalinity (requires Solution S1),Amides and Stearates (2.2.27) (need more info.),Appearance of Solution S1 (2.2.1 & 2.2.2 II),CHARACTERS,EP Plastic Additive 22 CRS.,Extractable Aluminum (2.2.22, I) (requires Solution S3),Extractable Heavy Metals (2.4.8) (requires Solution S3),Extractable Titanium (2.2.22, I) (requires Solution S3),Extractable Zinc (2.2.23, I) (requires Solution S3),Identification A (2.2.24),Identification B (see specific tests),Identification C,Non-Phenolic Antioxidants (2.2.27) (need more info.),Phenolic Antioxidants (2.2.29) (need more info.),Plastic Additive 22 (2.2.29) (requires Solution S2),Polyolefines - pg 344, 300 g,Reducing Substances (requires Solution S1),Solution S1,Solution S2,Solution S3,Substances Soluble in Hexane,Sulfated Ash (2.4.14 | )3.1.3 | SCC / ISO 17025
8954 | Supplementary Tests - These tests are to be carried out, in whole or in part, only if required by the stated composition of the material.,Absorbance (2.2.25) (requires Solution S1),Acidity or Alkalinity (requires Solution S1),Amides and Stearates (2.2.27) (requires Solution S2) (need more info.),Appearance of Solution (2.2.1 & 2.2.2, II) (requires Solution S1),CHARACTERS,Extractable Al, Cr, Ti, V, Zn, Zr (by ICPMS, not validated) (requires Solution S3),Extractable Aluminum (2.2.57) Modified (requires Solution S3),Extractable Chromium (2.2.57) Modified (requires Solution S3),Extractable Heavy Metals (2.4.8, A) (requires Solution S3),Extractable Titanium (2.2.57) Modified (requires Solution S3),Extractable Vanadium (2.2.57) Modified (requires Solution S3),Extractable Zinc (2.2.23, I) (requires Solution S3),Extractable Zirconium (2.2.57) Modified (requires Solution S3),Identification A - Infrared Absorption Spectrophotometry (2.2.24),Identification B (requires Supplementary Tests),Identification C,Non-Phenolic Antioxidants (2.2.27) (requires Solution S2) (need more info.),Phenolic Antioxidants (2.2.29) (requires Solution S2) (need more info.),Polyethylene with Additives for Containers for Parenteral Preparations and for Ophthalmic Preparations - pg 338, 400 g,Reducing Substances (requires Solution S1),Solution S1,Solution S2,Solution S3,Substances Soluble in Hexane (2.1.2),Sulfated Ash (2.4.14) | 3.1.5 | SCC / ISO 17025
8955 | Sutures - Needle Attachment | <871> | SCC / ISO 17025
8956 | Swelling Index | 2.8.4 | SCC / ISO 17025
8957 | Talc by EP7/S8 - pg 4381, 150 g | Acidity or Alkalinity,Aluminum (2.2.23, I) (requires Solution S2),Calcium (2.2.23, I) (requires Solution S2),CHARACTERS,FUNCTIONALITY RELATED CHARACTERISTICS,Identification A - Infrared Absorption Spectrophotometry (2.2.24),Identification B,Identification C - Silicates (2.3.1),Lead (2.2.23, I) (requires Solution S2),Loss on Ignition,Magnesium (2.2.23, I) (requires Solution S2),Microbial Contamination (2.6.12),Particle-Size Distribution (2.9.31),Production - Optical Microscopy,Production A - IR (2.2.24),Production B - X-Ray Diffraction,Solution S1,Solution S2,Specific surface area (2.9.26),Water-Soluble Substances | SCC / ISO 17025
8958 | Talc by FCC8/S3 - pg 1111, 150 g | Acid-Soluble Substances (as Sulfate),Arsenic,DESCRIPTION,Free Alkali (as NaOH),Identification - Infrared Absorption Spectrum,Identification - X-Ray Diffraction Pattern,Lead,Loss on Drying,Loss on Ignition,Soluble Salts | SCC / ISO 17025
8959 | Talc by JP16/S1 - pg 1451, 100 g (*Harmonized with EP/USP) | Assay*,DESCRIPTION,Identification <2.25>*,Loss on Ignition <2.43>*,Purity (1) Acidity or Alkalinity*,Purity (2) Acid-Soluble Substances,Purity (3) Water-Soluble Substances,Purity (4) Iron*,Purity (5) Aluminum *,Purity (6) Lead*,Purity (7) Calcium*,Purity (8) Arsenic <1.11> | SCC / ISO 17025
8960 | Talc by USP36/S2 - pg 5265, 100 g | Absence of Asbestos - Procedure 1 - Infrared Absorption,Absence of Asbestos - Procedure 2,Absence of Asbestos - Procedure 3,Acidity and Alkalinity,Al, Ca, Fe, Pb (by ICPMS, not validated),Assay - Content of Magnesium,Identification A - Infrared Absorption,Identification B,Identification C,Limit of Aluminum,Limit of Aluminum (by ICPMS, not validated),Limit of Calcium,Limit of Calcium (by ICPMS, not validated),Limit of Iron,Limit of Iron by (ICPMS, not validated),Limit of Lead,Limit of Lead (by ICPMS, not validated),Loss on Ignition <733>,Microbial Enumeration Tests <61> and Tests for Specified Microorganisms <62>,Residual Solvents <467> (if required),Water-Soluble Substances | SCC / ISO 17025
8961 | Tannic Acid by USP36/S2 - pg 5278, 20 g | Arsenic <211> II,Gum or Dextrin,Heavy Metals <231> II,Identification A,Identification B,Loss on Drying <731>,Residual Solvents <467> (if required),Residue on Ignition <281>,Resinous Substances | SCC / ISO 17025
8962 | Tartaric Acid by NF31/S2 - pg 2263, 35 g | Assay,Heavy Metals <231> II,Identification A - Tartrate <191>,Identification B - Infrared Absorption <197A>,Limit of Oxalate,Loss on Drying <731>,Residual Solvents <467> (if required),Residue on Ignition <281>,Specific Rotation <781S> (requires Loss on Drying <731>),Sulfate <221>,USP Tartaric Acid RS. | SCC / ISO 17025
8963 | Taurine by JP16/S1 - pg 1457, 25 g | Assay <2.50>,DESCRIPTION - Appearance,DESCRIPTION - pH,DESCRIPTION - Solubility,Identification <2.25>,Loss on Drying <2.41>,Purity (1) Clarity and Color of Solution,Purity (2) Chloride <1.03>,Purity (3) Sulfate <1.14>,Purity (4) Ammonium <1.02>,Purity (5) Heavy Metals <1.07> 1,Purity (6) Iron <1.10> 1A,Purity (7) Related Substances <2.03>,Residue on Ignition <2.44> | SCC / ISO 17025
8964 | Taurine by USP36/S2 - pg 5279, 20 g | Assay - Nitrogen Determination <461> II (requires Loss on Drying <731>),Chloride <221>,Heavy Metals <231> I,Identification A - Infrared Absorption <197A>,Iron <241>,Loss on Drying <731>,Related Compounds,Residual Solvents <467> (if required),Residue on Ignition <281>,Sulfate <221>,USP Taurine RS. | SCC / ISO 17025
8965 | Tensile Strength | <881>, ASTM D638 | SCC / ISO 17025
8966 | Terazosin by WCAS | Identification | SCC / ISO 17025
8967 | Terbinafine Hydrochloride by USP36/S2 - pg 5314, 25 g | Assay (requires Loss on Drying <731>),Identification A - Infrared Absorption <197A>,Identification B - Chloride <191>,Loss on Drying <731>,Organic Impurities,Residual Solvents <467> (if required),Residue on Ignition <281>,USP Terbinafine Hydrochloride RS. | SCC / ISO 17025
8968 | Tert-Butyl Methyl Ether | See Methyl tert-Butyl Ether by ACS | SCC / ISO 17025
8969 | Testing of Raw Materials and Active Ingredients | Testing | SCC / ISO 17025
8970 | Testosterone by USP36/S2 - pg 5325, 25 g | Assay (requires Loss on Drying <731>),Identification A - Infrared Absorption <197A>,Identification B - Ultraviolet Absorption <197U>,Loss on Drying <731>,Melting Range <741>,Residual Solvents <467> (if required),Specific Rotation <781S> (requires Loss on Drying <731>),USP Testosterone RS. | SCC / ISO 17025
8971 | Testosterone Propionate by USP36/S2 - pg 5328, 25 g | Assay (requires Loss on Drying <731>),Identification A - Infrared Absorption <197A>,Identification B - Ultraviolet Absorption <197U> (requires Loss on Drying <731>),Identification C,Loss on Drying <731>,Melting Range <741>,Residual Solvents <467> (if required),Specific Rotation <781S> (requires Loss on Drying <731>),USP Testosterone Propionate RS. | SCC / ISO 17025
8972 | Tetracaine by USP36/S2 - pg 5329, 6 g | Assay (requires Loss on Drying <731>),Chromatographic Purity,Identification A - Melting Range or Temperature <741>,Identification B,Loss on Drying <731>,Melting Range <741> I,Residual Solvents <467> (if required),Residue on Ignition <281>,USP Tetracaine Hydrochloride RS. | SCC / ISO 17025
8973 | Tetracaine Hydrochloride by USP36/S2 - pg 5331, 6 g | Assay (Requires Water <921> I),Chromatographic Purity,Identification A <197U> (requires Water <921> I),Identification B,Identification C - Chloride <191>,Other Requirements,Residual Solvents <467> (if required),Residue on Ignition <281>,USP Endotoxin RS., USP Tetracaine Hydrochloride RS.,Water <921> I | SCC / ISO 17025
8974 | Tetracycline Hydrochloride by USP36/S2 - pg 5336, 10 g | Assay,Crystallinity <695>,Heavy Metals <231> II,Identification A <197A>,Identification B <197U> (requires Loss on Drying <731>),Identification C,Identification D,Identification E - Tetracyclines <193> II,Identification F - Chloride <191>,Limit of 4-Epianhydrotetracycline,Loss on Drying <731>,Other Requirements,pH <791>,Residual Solvents <467> (if required),Specific Rotation <781> (requires Loss on Drying <731>),USP Tetracycline Hydrochloride RS., USP 4-Epianhydrotetracycline Hydrochloride RS., USP Endotoxin RS. | SCC / ISO 17025
8975 | Tetrahydrofuran by ACS10/S3 - pg 684, 400 mL | Assay (requires Water II),Color (APHA),GENERAL DESCRIPTION,Peroxide,Residue after Evaporation,Water II | SCC / ISO 17025
8976 | Tetrahydrozoline Hydrochloride by USP36/S2 - pg 5345, 50 g | Assay (requires Loss on Drying <731>),Heavy Metals <231>,Identification A <197A>,Identification B <197U> (requires Loss on Drying),Identification C - Chloride <191>,Loss on Drying <731>,Ordinary Impurities <466>,Residual Solvents <467> (if required),Residue on Ignition <281>,USP Tetrahydrozoline Hydrochloride RS. | SCC / ISO 17025
8977 | Thalidomide by USP36/S2 - pg 5346, 35 g | Assay (requires Water <921> Ic),Chromatographic Purity,Heavy Metals <231> II,Identification <197A>,Microbial Enumeration Tests <61> and Tests for Specified Microorganisms <62>,Ordinary Impurities <466>,Residual Solvents <467> (if required),USP Thalidomide RS.,Water <921> Ic | SCC / ISO 17025
8978 | Theobromine by EP7/S8 - pg 3065, 10 g | Acidity,Assay,CHARACTERS,EP Theobromine CRS.,Heavy Metals (2.4.8, C),Identification A (2.2.24),Identification B,Identification C - Xanthines (2.3.1),Loss on Drying (2.2.32),Related Substances (2.2.27),Sulfated Ash (2.4.14) | SCC / ISO 17025
8979 | Thermogravimetry | 2.2.34 | SCC / ISO 17025
8980 | Thiamine Assay | <531> | SCC / ISO 17025
8981 | Thiamine Hydrochloride by EP7/S8 - pg 5063, 35 g | Appearance of Solution (2.2.1 & 2.2.2, II) (requires Solution S),Assay (2.2.20) [requires Water (2.5.12)],CHARACTERS,EP Thiamine Hydrochloride CRS., EP Thiamine Impurity E CRS.,Heavy Metals (2.4.8, A) (requires Solution S),Identification A - Infrared Absorption Spectrophotometry (2.2.24),Identification B,Identification C - Chlorides (2.3.1, a),pH (2.2.3) (requires Solution S),Related Substances (2.2.29),Solution S,Sulfated Ash (2.4.14),Sulfates (2.4.13) (requires Solution S),Water (2.5.12) | SCC / ISO 17025
8982 | Thiamine Hydrochloride by FCC8/S3 - pg 1132, 20 g | Assay (requires Water),Color of Solution,DESCRIPTION,Identification - Chloride,Identification - Infrared Absorption,Lead,Lead (by ICPMS, not validated),Nitrate,pH,Residue on Ignition (Sulfated Ash),USP Thiamine Hydrochloride RS.,Water | SCC / ISO 17025
8983 | Thiamine Hydrochloride by USP36/S2 - pg 5361, 35 g | Absorbance of Solution,Assay (Requires Water <921),Identification A - Infrared Absorption <197A>,Identification B - Chloride <191>,Limit of Nitrate,pH <791>,Related Compounds,Residual Solvents <467> (if required),Residue on Ignition <281>,USP Thiamine Hydrochloride RS.,Water Determination <921> I | SCC / ISO 17025
8984 | Thiamine Mononitrate by USP36/S2 - pg 5364, 25 g | Assay (requires Loss on Drying <731>),Chloride <221>,Identification A,Identification B,Identification C,Identification D,Loss on Drying <731>,pH <791>,Related Compounds,Residual Solvents <467> (if required),Residue on Ignition <281>,USP Thiamine Hydrochloride RS. | SCC / ISO 17025
8985 | Thimerosal by USP36/S2 - pg 5368, 5 g | Assay,Ether-Soluble Substances,Identification A <197A>,Identification B,Loss on Drying <731>,Mercury Ions,Readily Carbonizable Substances <271>,Residual Solvents <467> (if required),USP Thimerosal RS. | SCC / ISO 17025
8986 | Thin-layer Chromatographic Identification Tests | <201> | SCC / ISO 17025
8987 | Thin-Layer Chromatography | 2.2.27 | SCC / ISO 17025
8988 | Threonine by EP7/S8 - pg 3080, 25 g | Ammonium (2.4.1, B),Appearance of Solution (2.2.1 & 2.2.2, II) (requires Solution S),Assay (requires Loss on Drying),CHARACTERS,Chlorides (2.4.4) (requires Solution S),EP Threonine CRS., EP Proline CRS.,Heavy Metals (2.4.8, C),Identification A (2.2.7) (requires Loss on Drying),Identification B (2.2.24),Identification C (2.2.27),Identification D,Iron (2.4.9),Loss on Drying (2.2.32),Ninhydrin-Positive Substances (2.2.27),pH (2.2.3) (requires Solution S),Solution S,Specific Optical Rotation (2.2.7) (requires Loss on Drying),Sulfated Ash (2.4.14),Sulfates (2.4.13) | SCC / ISO 17025
8989 | Threonine by USP36/S2 - pg 5383, 50 g | Assay (requires Loss on Drying <731>),Chloride <221>,Heavy Metals <231> I,Identification A - Infrared Absorption <197A>,Iron <241>,Loss on Drying <731>,pH <791>,Related Compounds,Residual Solvents <467> (if required),Residue on Ignition <281>,Specific Rotation <781S> (requires Loss on Drying <731>),Sulfate <221>,USP L-Proline RS., USP L-Threonine RS. | SCC / ISO 17025
8990 | Thyroid by USP36/S2 - pg 5383, 5 g | Assay (requires Loss on Drying <731>),Identification,Limit of Inorganic Iodides,Loss on Drying <731>,Microbial Enumeration Tests <61> and Tests for Specified Microorganisms <62>,Residual Solvents <467> (if required),USP Levothyroxine RS., USP Liothyronine RS. | SCC / ISO 17025
8991 | Tilmicosin Injection by USP36/S2 - pg 5399, quantitiy depends on concentration | Assay,Bacterial Endotoxins <85>,Content of Propylene Glycol,Identification,Particulate Matter <788>,pH <791>,Residual Solvents <467> (if required),Sterility <71>,USP Tilmicosin RS. | SCC / ISO 17025
8992 | Timolol Maleate by EP7/S8 - pg 3095, 35 g | Appearance of Solution (2.2.1 & 2.2.2, II) (requires Solution S),Assay (2.2.20) (requires Loss on Drying (2.2.32)),CHARACTERS,Enantiomeric Purity (2.2.29),EP Timolol Maleate CRS., (R)-Timolol CRS, Timolol for System Suitability CRS.,Identification A (2.2.7),Identification B (2.2.24),Identification C (2.2.27),Identification D,Loss on Drying (2.2.32),pH (2.2.3) (requires Solution S),Related Substances (2.2.27),Solution S,Sulfated Ash (2.4.14) | SCC / ISO 17025
8993 | Timolol Maleate by USP36/S2 - pg 5400, 75 g | Assay (requires Loss on Drying <731>),Chromatographic Purity,Heavy Metals <231> II,Identification A <197A>,Identification B <197U> (requires Loss on Drying <731>),Loss on Drying <731>,pH <791>,Residual Solvents <467> (if required),Residue on Ignition <281>,Specific Rotation <781S> (requires Loss on Drying <731>),USP Timolol Maleate RS. | SCC / ISO 17025
8994 | Tin Ethyl Etiopurpurin | Water by Karl Fischer | SCC / ISO 17025
8995 | Titanium Dioxide by EP7/S8 - pg 4700, 25 g | Acidity or Alkalinity,Antimony (requires Solution S2),Appearance of Solution (2.2.1 & 2.2.2, II) (requires Solution S2),Arsenic (2.4.2, A),Assay,Barium (requires Solution S1),CHARACTERS,FUNCTIONALITY RELATED CHARACTERISTICS,Heavy Metals (2.4.8, A) (requires Solution S1),Identification A,Identification B (requires Solution S2),Identification C (requires Solution S2),Iron (requires Solution S2),Particle-Size Distribution (2.9.31),Solution S1,Solution S2,Water-Soluble Substances | SCC / ISO 17025
8996 | Titanium Dioxide by USP36/S2 - pg 5405, 40 g | Acid-Soluble Substances,Arsenic <211> I,Assay (requires Loss on Ignition <733> or Loss on Drying <731>),Identification A,Lead, Antimony, Mercury by ICPMS,Loss on Drying <731>,Loss on Ignition <733>,Residual Solvents <467> (if required),Water-Soluble Substances | SCC / ISO 17025
8997 | Titrimetry | <541> | SCC / ISO 17025
8998 | Tobramycin by USP36/S2 - pg 5409, 20 g | Assay,Chromatographic Purity,Heavy Metals <231> II,Identification A,Identification B,Other Requirements,pH <791>,Residual Solvents <467> (if required),Residue on Ignition <281>,USP Endotoxin RS., USP Tobramycin RS.,Water <921> I | SCC / ISO 17025
8999 | Tocopherols Excipient by NF31/S2 - pg 2264, 10 g | Acidity,Assay,Identification A,Identification B,Residual Solvents <467> (if required),USP Alpha Tocopherol RS. | SCC / ISO 17025
9000 | Tolazoline Hydrochloride by USP36/S2 - pg 5420, 10 g | Assay (requires Loss on Drying <731>),Chromatographic Purity,Heavy Metals <231> II,Identification A <197A>,Identification B,Loss on Drying <731>,Melting Range <741>,Residual Solvents <467> (if required),Residue on Ignition <281>,USP Tolazoline Hydrochloride RS. | SCC / ISO 17025
9001 | Toluene by ACS10/S3 - page 699, 500 mL | Assay (requires Water),Color (APHA),GENERAL DESCRIPTION,Residue after Evaporation ,Substances Darkened by Sulfuric Acid,Sulfur Compounds,Ultraviolet Spectrophotometry ,Water II | SCC / ISO 17025
9002 | Toothpaste | use Stannous Fluoride Gel by USP | SCC / ISO 17025
9003 | Topiramate per USP36/S2 - pg 5429, 12 g | Assay (requires Water Determination <921> I),Heavy Metals <231> II,Identification A - Infrared Absorption <197A>,Identification B (requires Water Determination <921> I),Limit of Sulfamate and Sulfate,Organic Impurities - Procedure 1 (TLC) <621>,Organic Impurities - Procedure 2 (HPLC) <621>,Organic Impurities - Procedure 3 (HPLC) <621>,Residual Solvents <467> (if required),Residue on Ignition <281>,Specific Rotation <781S>,USP Fructose RS., USP Topiramate RS., USP Topiramate Related Compound A RS.,Water Determination <921> I | SCC / ISO 17025
9004 | Total Ash | 2.4.16 | SCC / ISO 17025
9005 | Total Cholesterol in Oils Rich in Omega-3 Acids | 2.4.32 | SCC / ISO 17025
9006 | Total Organic Carbon | <643> | SCC / ISO 17025
9007 | Total Organic Carbon in Water for Pharmaceutical Use | 2.2.44 | SCC / ISO 17025
9008 | Total Protein - Methods 1-7 | 2.5.33 | SCC / ISO 17025
9009 | Trace Metals Analysis | R&D, Consulting and Testing | SCC / ISO 17025
9010 | Trace Organic Analysis / Impurity Identification | R&D, Consulting and Testing | SCC / ISO 17025
9011 | Tramadol Hydrochloride by EP7/S8 - pg 3118, 10 g | Acidity (requires Solution S),Appearance of Solution (2.2.1 & 2.2.2, II) (requires Solution S),Assay (2.2.20),CHARACTERS,EP Tramadol Hydrochloride CRS., EP Tramadol Impurity A CRS., EP Tramadol Impurity E CRS.,Heavy Metals (2.4.8, A),Identification A (2.2.14),Identification B (2.2.24),Identification C (2.2.27),Identification D - Chlorides (2.3.1, a),Impurity E (2.2.27),Optical Rotation (2.2.7) (requires Solution S),Related Substances (2.2.29),Solution S,Sulfated Ash (2.4.14),Water (2.5.12) | SCC / ISO 17025
9012 | Tranexamic Acid by EP7/S8 - pg 3122, 20 g | Assay,EP Tranexamic Acid CRS.,Halides Expressed as Chlorides (2.4.4),Heavy Metals (2.4.8, A),Identification (2.2.24),Loss on Drying (2.2.32),pH (2.2.3),Related Substances (2.2.29),Sulfated Ash (2.4.14) | SCC / ISO 17025
9013 | Trazodone Hydrochloride by USP36/S2 - pg 5451, 5 g | Assay (requires Loss on Drying <731>),Chromatographic Purity,Identification A <197A>,Identification B,Loss on Drying <731>,Ordinary Impurities <466>,Residual Solvents <467> (if required),Residue on Ignition <281>,USP Trazodone Hydrochloride RS. | SCC / ISO 17025
9014 | Trehalose by NF31/S2 - pg 2266, 125 g | Assay (requires Water Determination <921> I),Bacterial Endotoxins Test <85>,Chloride <221>,Color and Clarity of Solution,Heavy Metals <231> I,Identification A - Infrared Absorption <197A>,Identification B,Identification C,Microbial Enumeration Tests <61> and Tests for Specified Microorganisms <62>,Nitrogen Content <461> I,pH <791>,Related Substances,Residual Solvents <467> (if required),Residue on Ignition <281>,Soluble Starch,Specific Rotation <781S> (requires Water Determination <921> I),Sulfate <221>,USP Endotoxin RS., USP Glycerin RS., USP Trehalose RS.,Water Determination <921> I | SCC / ISO 17025
9015 | Trehalose Dihydrate by EP7/S8 - pg 3124, 50 g | Appearance of Solution (2.2.1 & 2.2.2, II) (requires Solution S),Assay [requires Water (2.5.12)],Bacterial Endotoxins (2.6.14),CHARACTERS,Chlorides (2.4.4) (requires Solution S),EP Trehalose Dihydrate CRS.,Heavy Metals (2.4.8, A),Identification A - Infrared Absorption Spectrophotometry (2.2.24),Identification B,Identification C,Microbial Contamination (2.6.12 & 2.6.13),pH (2.2.3) (requires Solution S),Related Substances (2.2.29),Soluble Starch,Solution S,Specific Optical Rotation (2.2.7) [requires Solution S and Water (2.5.12)],Sulfated Ash (2.4.14),Sulfates (2.4.13) (requires Solution S),Water (2.5.12) | SCC / ISO 17025
9016 | Trehalose Hydrate by JP16/S1 - pg 1522, 50 g | Assay <2.01> (requires Water <2.48>),DESCRIPTION,Identification (1),Identification (2),Identification (3) Infrared Spectrophotometry <2.25>,Optical Rotation <2.49>,pH <2.54>,Purity (1) Chloride <1.03>,Purity (2) Sulfate <1.14>,Purity (3) Heavy Metals <1.07> I,Purity (4) Related Substances <2.01>,Purity (5) Dextrin, soluble starch, and sulfite,Purity (6) Nitrogen <1.08>,Residue on Ignition <2.44>,Water <2.48> | SCC / ISO 17025
9017 | Tretinoin by USP36/S2 - pg 5454, 10 g | Assay (requires Loss on Drying),Heavy Metals <231> II,Identification A <197A>,Identification B <197U> (requires Loss on Drying <731>),Limit of Isotretinoin,Loss on Drying <731>,Residual Solvents <467> (if required),Residue on Ignition <281>,USP Isotretinoin RS., USP Tretinoin RS. | SCC / ISO 17025
9018 | Triacetin by FCC8/S3 - pg 1158, 75 g | Acidity,Assay,DESCRIPTION,Identification A,Identification B - Acetate,Lead (by ICPMS, not validated),Lead I,Refractive Index,Specific Gravity,Unsaturated Compounds,Water | SCC / ISO 17025
9019 | Triacetin by USP36/S2 - pg 6055, 75 g | Acidity,Assay (Requires Water <921> I),Identification A <197A>,Identification B - Acetate <191>,Refractive Index <831>,Residual Solvents <467> (if required),Specific Gravity <841>,USP Triacetin RS.,Water <921> I | SCC / ISO 17025
9020 | Triamcinolone Acetonide by EP7/S8 - pg 4703, 10g | CHARACTERS,EP Triamcinolone Acetonide CRS.,EP Triamcinolone Hexacetonide CRS.,Identification A (2.2.24),Identification B (2.2.27),Identification C (2.2.29),Identification D,Related Substances (2.2.29),Specific Optical Rotation (2.2.7) (requires Water),Water (2.5.12) | SCC / ISO 17025
9021 | Triamcinolone Acetonide by JP16/S1 - pg 1525, 10 g | Assay,DESCRIPTION,Identification (1),Identification (2),Identification (3) Fluoride <1.09>,Identification (4) <2.24>,Identification (5) Infrared Spectrophotometry <2.25>,JP Triamcinolone Acetonide RS,Loss on Drying <2.41>,Optical Rotation <2.49>,Purity (1) Heavy Metals <1.07> 2,Purity (2) Related Substances <2.03>,Residue on Ignition <2.44> | SCC / ISO 17025
9022 | Triamcinolone Acetonide by USP36/S2 - pg 5457, 10g | Assay (requires Loss on Drying <731>),Chromatographic Purity,Heavy Metals,Identification A <197A>,Identification B <197U>,Loss on Drying <731>,Residual Solvents <467> (if required),Specific Rotation <781S> (requires Loss on Drying <731>),USP Fluoxymesterone RS., USP Triamcinolone Acetonide RS. | SCC / ISO 17025
9023 | Triamcinolone Diacetate by USP36/S2 - pg 5461, 10 g | Assay (requires Water),Heavy Metals <231> II,Identification A <197A,Identification B <197U> (requires Water),Residual Solvents <467> (if required),Residue on Ignition <281>,Specific Rotation <781S> (requires Water),USP Triamcinolone Diacetate RS.,Water <921> I | SCC / ISO 17025
9024 | Triamterene by USP36/S2 - pg 5464, 15 g | Assay (requires Loss on Drying <731>),Identification A <197A>,Identification B,Limit of 2,4,6-Triamino-5-Nitrosopyrimidine,Loss on Drying <731>,Ordinary Impurities <466>,Residual Solvents <467> (if required),USP Triamterene RS. | SCC / ISO 17025
9025 | Tribasic Calcium Phosphate by NF | See Calcium Phosphate, Tribasic | SCC / ISO 17025
9026 | Tricalcium Phosphate by NF | See Calcium Phosphate, Tribasic | SCC / ISO 17025
9027 | Trichloroacetic Acid by ACS10/S3 - pg 702, 60 g | Assay,Chloride,Clarity of Solution,Heavy Metals,Insoluble Matter,Iron,Nitrate,Phosphate,Residue After Ignition ,Substances Darkened by Sulfuric Acid,Sulfate | SCC / ISO 17025
9028 | Triclosan by USP36/S2 - pg 5473, 75 g ***SEE ERRATA*** | Assay (Requires Water <921> I),Completeness of Solution <641>,Heavy Metals <231>II,Identification A <197A>,Identification B,Limit of 1,3,7-trichlorodibenzo-p-dioxan +,Limit of 2,3,7,8-tetrachlorodibenzo-p-dioxin +,Limit of Monochlorophenols and 2,4-Dichlorophenol,Related Compounds,Residual Solvents <467> (if required),Supplies and Standards,USP 2,4-Dichlorophenol RS., USP Parachlorophenol RS., USP Triclosan RS., USP Triclosan Related Compounds Mixture A RS.,Water <921>I | SCC / ISO 17025
9029 | Triethyl Citrate by FCC8/S3 - pg 1160, 100 g | Acidity (as Citric Acid),Assay (requires Water),DESCRIPTION,Lead,Lead (by ICPMS, not validated),Refractive Index,Specific Gravity,Water | SCC / ISO 17025
9030 | Triethyl Citrate by NF31/S2 - pg 2269, 200 g | Acidity,Assay (requires Water Determination <921> I),Heavy Metals <231> II,Identification A - Infrared Absorption <197A>,Identification B,Refractive Index <831>,Residual Solvents <467> (if required),Specific Gravity <841>,USP Acetyltriethyl Citrate RS., USP Triethyl Citrate RS.,Water Determination <921> I | SCC / ISO 17025
9031 | Trifluoroacetic Acid, 99+% by Sigma-Aldrich Specification, 100 mL | Appearance,Color Test,Gas Liquid,Infrared Spectrum,Karl-Fischer Titration,Residue on Evaporation,Titration,UV-Visible Spectrum | SCC / ISO 17025
9032 | Triglycerides, Medium Chain by NF31/S2 - pg 2270, 100 g | Acid Value (Free Fatty Acids) <401>,Alkaline Impurities,Appearance,Cr, Cu, Pb, Ni, Sn (by ICP-MS, not validated),Fatty Acid Composition <401>,Heavy Metals <231> II,Hydroxyl Value <401>,Identification A,Identification B,Iodine Value <401>,Limit of Chromium,Limit of Copper,Limit of Lead,Limit of Nickel,Limit of Tin,Peroxide Value <401>,Refractive Index <831>,Residual Solvents <467> (if required),Saponification Value <401>,Specific Gravity <841>,Total Ash <561>,Unsaponifiable Matter <401>,Viscosity - Capillary Viscometer Methods <911>,Water <921> I | SCC / ISO 17025
9033 | Triglycerides, Medium-Chain by EP7/S8 - pg 3138, 100 g | Acid Value (2.5.1),Alkaline Impurities,Appearance (2.2.1 & 2.2.2, I),CHARACTERS,Chromium (2.2.23, II),Composition of Fatty Acids (2.4.22, C),Copper (2.2.23, II),Heavy Metals (2.4.8, D),Hydroxyl Value (2.5.3, A),Identification A - Acid Value (2.5.1),Identification B,Identification C,Identification D (price includes prep from ID A),Iodine Value (2.5.4),Lead (2.2.23, II),Nickel (2.2.23, II),Peroxide Value (2.5.5, A),Refractive Index (2.2.6),Relative Density (2.2.5),Saponification Value (2.5.6),Tin (2.2.23, II),Total Ash (2.4.16),Unsaponifiable Matter (2.5.7),Viscosity (2.2.9),Water (2.5.12) | SCC / ISO 17025
9034 | Trimethoprim by EP7/S8 - pg 3144, 10 g | Appearance of Solution (2.2.2, II),Assay,CHARACTERS,EP Trimethoprim CRS., EP Trimethoprim for System Suitability CRS., EP Trimethoprim Impurity B CRS.,Heavy Metals (2.4.8, C),Identification A (2.2.14),Identification B (2.2.25),Identification C (2.2.24),Identification D,Impurity K (2.2.28),Loss on Drying (2.2.32),Related Substances A (2.2.29),Related Substances B (2.2.29),Sulfated Ash (2.4.14) | SCC / ISO 17025
9035 | Trimethoprim by USP36/S2 - pg 5489, 10 g | Assay (requires Loss on Drying),Chromatography Purity,Identification A <197A>,Identification B (requires Loss on Drying <731>),Loss on Drying <731>,Melting Range <741>,Residual Solvents <467> (if required),Residue on Ignition <281>,USP Trimethoprim RS. | SCC / ISO 17025
9036 | Tri-n-butyl Phosphate by EP7/S8 - pg 3134 | Related Substances (2.2.28) | SCC / ISO 17025
9037 | Tripelennamine Hydrochloride by USP36/S2 - pg 5493, 5g | Assay,Chromatographic Purity,Identification A - Organic Nitrogenous Bases <181>,Identification B - Chloride <191>,Loss on Drying <731>,Melting Range <741>,Residual Solvents <467> (if required),Residue on Ignition <281>,Sample Preparation for Identification A <181>,USP Tripelennamine Hydrochloride RS | SCC / ISO 17025
9038 | Tris Base by USP/EP | See Trometamol by EP,See Tromethamine by USP | SCC / ISO 17025
9039 | TRIS Hydrochloride by Client Test Method, 50 g (BioMarin-supplied, Mallinckrodt Baker specifications & methods on file) | Absorbance of a 1M Solution,Appearance,Arsenic (As) by General Procedure No 15,Assay,Calcium (Ca), Copper (Cu), Iron (Fe), and Magnesium (Mg),Endotoxin Concentration,Identification (by IR),Lead (Pb),Loss on Drying @ 105 Degrees C,Melting Point,pH of a 0.5M Solution @ 25 Degrees C | SCC / ISO 17025
9040 | Triton X-100 by NF | See Octoxynol 9 | SCC / ISO 17025
9041 | Trolamine by NF31/S2 - pg 2272, 50 mL | Assay (requires Water Determination <921> I),Identification A - Infrared Absorption <197F>,Identification B,Identification C,Refractive Index <831>,Residual Solvents <467> (if required),Residue on Ignition <281>,Specific Gravity <841>,USP Trolamine RS.,Water Determination <921> I | SCC / ISO 17025
9042 | Trometamol by EP7/S8 - pg 3150, 80 g | Appearance of Solution (2.2.1 & 2.2.2, II) (requires Solution S),Assay [requires Loss on drying (2.2.32)],Bacterial Endotoxins (2.6.14),CHARACTERS,Chlorides (2.4.4) (requires Solution S),EP Trometamol CRS.,Heavy Metals (2.4.8, A),Identification A (2.2.4) (requires Solution S),identification B - Melting Point (2.2.14),Identification C (2.2.24),Identification D ,Iron (2.4.9),Loss on Drying (2.2.32),pH (2.2.3) (requires Solution S),Related Substances (2.2.27),Solution S,Sulfated Ash (2.4.14) | SCC / ISO 17025
9043 | Tromethamine by EP | USE Trometamol | SCC / ISO 17025
9044 | Tromethamine by USP36/S2 - pg 5501, 50 g | Assay (requires Loss on Drying <731>),Heavy Metals <231> II,Identification A - Infrared Absorption <197A>,Identification B,Identification C,Loss on Drying <731>,Melting Range or Temperature <741>,pH <791>,Residual Solvents <467> (if required),Residue on Ignition <281>,USP Tromethamine RS. | SCC / ISO 17025
9045 | Tropicamide by EP7/S8 - pg 3151, 15 g | Appearance of Solution (2.2.1 & 2.2.2, II),Assay,CHARACTERS,Chlorides (2.4.4),EP Tropicamide CRS, Tropicamide Impurity C CRS, Tropicamide Impurity D CRS, Tropicamide for Peak Identification CRS.,Identification A (2.2.14),Identification B (2.2.25),Identification C (2.2.24),Identification D (2.2.27),Identification E,Loss on Drying (2.2.32),Optical Rotation (2.2.7),Related Substances (2.2.29),Sulfated Ash (2.4.14) | SCC / ISO 17025
9046 | Tropicamide by USP36/S2 - pg 5502, 10 g | Assay (requires Loss on Drying <731>),Heavy Metals <231> II,Identification A <197A>,Identification B <197U>,Loss on Drying <731>,Melting Range <741>,Residual Solvents <467> (if required),USP Tropicamide RS. | SCC / ISO 17025
9047 | Tryptophan by EP7/S8 - 3157, 30 g | Ammonium (2.4.1, B),Appearance of Solution (2.2.1 & 2.2.2, II),Assay [requires Loss on drying (2.2.32)],CHARACTERS,Chlorides (2.4.4),EP Tryptophan CRS., EP Tyrosine CRS., EP 1,1'-Ethylidenebistryptophan CRS.,Heavy Metals (2.4.8, D),Identification A [requires Loss on Drying (2.2.32)],Identification B (2.2.24),Identification C,Identification D,Impurity A and Other Related Substances (2.2.29),Iron (2.4.9),Loss on Drying (2.2.32),Ninhydrin-Positive Substances (2.2.27),Specific Optical Rotation (2.2.7) [requires Loss on Drying (2.2.32)],Sulfated Ash (2.4.14),Sulfates (2.4.13) | SCC / ISO 17025
9048 | Tryptophan by USP36/S2 - pg 5507, 50 g | Assay (requires Loss on Drying <731>),Chloride <221>,Heavy Metals <231> II,Identification - Infrared Absorption <197A>,Iron <241>,Loss on Drying <731>,Organic Impurities Procedure 1,Organic Impurities Procedure 2: Limit of Tryptophan Related Compound A,pH <791>,Residual Solvents <467> (if required),Residue on Ignition <281>,Specific Rotation <781S> (requires Loss on Drying <731>),Sulfate <221>,USP L-Tryptophan RS, USP Tryptophan Related Compound A RS, USP Tryptophan Related Compound B RS. | SCC / ISO 17025
9049 | Tween 20 by NF | See Polysorbate 20 | SCC / ISO 17025
9050 | Tween 80 by NF/EP/FCC/JP | See Polysorbate 80 | SCC / ISO 17025
9051 | Tyloxapol by USP36/S2 - pg 5513, 25 g | Absence of Cationic Detergents,Cloud Point,Free Phenol,Identification A <197A>,Limit of Anionic Detergents,Limit of Ethylene Oxide,Limit of Formaldehyde,pH <791>,Residual Solvents <467> (if required),Residue on Ignition <281>,USP Tyloxapol RS. | SCC / ISO 17025
9052 | Tyrosine by USP36/S2 - pg 5514, 25 g ***SEE ERRATA*** | Assay (requires Loss on Drying <731>),Chloride <221>,Heavy Metals <231> II,Identification A - Infrared Absorption <197A>,Iron <241>,Loss on Drying <731>,Related Compounds,Residual Solvents <467> (if required),Residue on Ignition <281>,Specific Rotation <781S> (requires Loss on Drying <731>),Sulfate <221>,USP L-Phenylalanine RS., USP L-Tyrosine RS. | SCC / ISO 17025
9053 | Ubidecarenone by USP36/S2 - Dietary Supplements - pg 1613, 25 g | Assay (Requires Water <921> I),Chromatographic Purity - Procedure 1: Coenzymes Q7,Q8, Q9, Q11, and Related Impurities,Chromatographic Purity - Procedure 2: Ubidecarenone (2Z)-Isomer and Related Impurities ,Heavy Metals <231> II,Identification A - Infrared Absorption <197A>,Identification B,Residual Solvents <467> (if required),Residue on Ignition <281>,USP Ubidecarenone RS., USP Ubidecarenone Related Compound A RS., USP Ubidecarenone for System Suitability RS.,Water Determination <921> I | SCC / ISO 17025
9054 | Undecylenic Acid by USP36/S2 - pg 5516, 50 g | Assay,Congealing Range <651>,Heavy Metals <231> II,Identification A,Identification B - Melting Range <741>,Iodine Value <401>,Refractive Index <831>,Residual Solvents <467> (if required),Residue on Ignition <281>,Specific Gravity <841>,Water-Soluble Acids | SCC / ISO 17025
9055 | Uniformity of Dosage Units | <905> | SCC / ISO 17025
9056 | Unsaponifiable Matter | 2.5.7 | SCC / ISO 17025
9057 | Urea by EP7/S8 - pg 3176, 45 g | Alkalinity (requires Solution S),Appearance of Solution (2.2.1 & 2.2.2, II) (requires SolutionS),Assay [requires Loss on drying (2.2.32)],Biuret (requires Solution S),CHARACTERS - Appearance,CHARACTERS - Solubility,EP Urea CRS.,Heavy Metals (2.4.8, A) (requires Solution S),Identification A - Melting Point (2.2.14),Identification B - Infrared Absorption Spectrophotometry (2.2.24),Identification C,Identification D,Loss on Drying (2.2.32),Solution S,Sulfated Ash (2.4.14) | SCC / ISO 17025
9058 | Urea by JP16/S1 - pg 1552, 30 g | Assay - Nitrogen Determination <1.08>,DESCRIPTION,Identification (1),Identification (2),Melting Point <2.60>,Purity (1) Chloride <1.03>,Purity (2) Sulfate <1.14>,Purity (3) Heavy Metals <1.07> 1,Purity (4) Ethanol-Insoluble Substances,Residue on Ignition <2.44> | SCC / ISO 17025
9059 | Urea by USP36/S2 - pg 5517, 75 g | Alcohol-Insoluble Matter,Assay,Chloride <221>,Heavy Metals <231>,Identification A,Identification B,Melting Range <741>,Other Requirements,Residual Solvents <467> (if required),Residue on Ignition <281>,Sulfate <221>,USP Endotoxin RS. | SCC / ISO 17025
9060 | Urea C 13 by USP36/S1 - pg 2802, 10 g | Alcohol-Insoluble Matter,Assay,Chloride <221>,Heavy Metals <231>,Identification A,Identification B,Isotopic Purity,Limit of Biuret,Melting Range <741>,Residual Solvents <467> (if required),Residue on Ignition <281>,Sulfate <221>,USP Urea C 13 RS. | SCC / ISO 17025
9061 | Uridine by USP36/S1 - Reagent Specifications - 2 g | Assay,Melting Range <741> | SCC / ISO 17025
9062 | Uronic Acids in Polysaccharide Vaccines | 2.5.22 | SCC / ISO 17025
9063 | USP 660 glass containers | USP 660 | ISO 17025, GMP/cGMP, GLP
9064 | USP 661 containers | USP 661 | ISO 17025, GMP/cGMP, GLP
9065 | UV/Vis,Spectrophotometry - FTIR *No Gas Analysis* | <851> | SCC / ISO 17025
9066 | Validation of Compendial Procedures | <1225> | SCC / ISO 17025
9067 | Valine by EP7/S8 - pg 3188, 25 g | Ammonium (2.4.1, B),Appearance of Solution (2.2.1 & 2.2.2, II) (requires Solution S),Assay (requires Loss on Drying),CHARACTERS,Chlorides (2.4.4) (requires Solution S),EP Valine CRS., EP Phenylalanine CRS.,Heavy Metals (2.4.8, D),Identification A (2.2.7) [requires Loss on Drying (2.2.32)],Identification B - Infrared Absorbtion (2.2.24),Identification C (2.2.27),Iron (2.4.9),Loss on Drying (2.2.32),Ninhydrin-Positive Substances (2.2.27),Solution S,Specific Optical Rotation (2.2.7) [requires Loss on Drying (2.2.32)],Sulfated Ash (2.4.14),Sulfates (2.4.13) | SCC / ISO 17025
9068 | Valine by USP36/S2 - pg 5531, 50 g | Assay (requires Loss on Drying <731>),Chloride <221>,Heavy Metals <231> I,Identification A - Infrared Absorption <197A>,Iron <241>,Loss on Drying <731>,pH <791>,Related Compounds,Residual Solvents <467> (if required),Residue on Ignition <281>,Specific Rotation <781S> (requires Loss on Drying <731>),Sulfate <221>,USP L-Phenylalanine RS., USP L-Valine RS. | SCC / ISO 17025
9069 | Valproic Acid by USP36/S2 - pg 6056, 15 g | Assay,Heavy Metals <231> II,Identification A <197F>,Identification B,Organic Impurities,Residual Solvents <467> (if required),Residue on Ignition <281>,USP Valproic Acid RS, Valproic Acid Related Compound A RS, USP Valproic Acid Related Compound B RS,Water Determination <921> I | SCC / ISO 17025
9070 | Vegetable Oil, Hydrogenated by NF31/S2 - pg 2274, 250 g | Acid Value <401>,DEFINITION - Heavy Metals <231> II,DEFINITION - Iodine Value <401> II,DEFINITION - Melting Range or Temperature <741> Class II,DEFINITION - Saponification Value <401>,Loss on Drying <731>,Residual Solvents <467> (if required),Unsaponifiable Matter <401> | SCC / ISO 17025
9071 | Veltol by FCC | See Maltol | SCC / ISO 17025
9072 | Verapamil Hydrochloride by EP7/S8 - pg 3477, 20 g | Appearance of Solution (2.2.1 & 2.2.2, II) (requires Solution S),Assay [requires Loss on drying (2.2.32)],CHARACTERS,EP Verapamil Hydrochloride CRS., EP Verapamil Impurity I CRS., EP Verapamil Impurity M CRS.,Heavy Metals (2.4.8, C),Identification A (2.2.25),Identification B (2.2.24),Identification C (2.2.27),Identification D - Chlorides (2.3.1, b),Loss on Drying (2.2.32),Optical Rotation (2.2.7) (requires Solution S),pH (2.2.3) (requires Solution S),Related Substances (2.2.29),Solution S,Sulfated Ash (2.4.14) | SCC / ISO 17025
9073 | Verapamil Hydrochloride by USP36/S2 - pg 5556, 10 g | Assay (requires Loss on Drying <731>),Chromatographic Purity,Identification A <197A>,Identification B,Identification C - Chlorides <191>,Loss on Drying <731>,Melting Range <741>,pH <791>,Residual Solvents <467> (if required),Residue on Ignition <281>,USP Verapamil Hydrochloride RS., USP Verapamil Related Compound B RS. | SCC / ISO 17025
9074 | Verification of Compendial Procedures | <1226> | SCC / ISO 17025
9075 | Vincristine Sulfate by USP36/S2 - pg 5569, 500 mg ***SEE ERRATA*** | Assay (requires Loss on Drying <891>),Identification A - Infrared Absorption <197A>,Identification B - Sulfate <191>,Loss on Drying <891>,Organic Impurities,pH <791>,Residual Solvents <467> (if required),USP Vincristine Sulfate RS., USP Vinblastine Sulfate RS, USP Vincristine Sulfate (Assay) RS | SCC / ISO 17025
9076 | Vinyl Chloride Standard,Absorbance of Solution S2 (2.2.25),Appearance of Solution S1 (2.2.1 & 2.2.2 II),Assay,CHARACTERS,Extractable Heavy Metals (2.4.8),Extractable Zinc by ICPMS (not validated),Identification,Materials Based on Non-plasticised poly(vinyl chloride) for Containers for Dry Dosage Forms for Oral Administration,Non Tin-stabilized Materials,Sample Preparation,Solution S1,Solution S2,Solution S3,Sulfated Ash (2.4.14),Tin-stabilized Materials,Vinyl Chloride | 3.1.11 | SCC / ISO 17025
9077 | Viscosity | <911> | SCC / ISO 17025
9078 | Viscosity | 2.2.8 | SCC / ISO 17025
9079 | Vitamin A by FCC8/S3 - pg 1181, 5 g | Absorbance Ratio,Assay for Other Forms of Vitamin A,Assay for Vitamin A Ester (Acetate or Palmitate),DESCRIPTION,Identification A,Identification B - Thin-Layer Chromatography,Lead,Lead (by ICPMS, not validated),USP Vitamin A RS. | SCC / ISO 17025
9080 | Vitamin A by USP36/S2 - pg 5575, 5 g | Absorbance Ratio,Identification A - Color Reaction with Anitmony III,Identification B - Thin-Layer Chromatographic Identification Test (requires USP Vitamin A RS.),Residual Solvents <467> (if required),USP Vitamin A RS.,Vitamin A Assay <571> | SCC / ISO 17025
9081 | Vitamin B12 by USP | use Cyanocobalamin | SCC / ISO 17025
9082 | Vitamin E by EP | USE alpha-Tocopherol | SCC / ISO 17025
9083 | Vitamin E by USP36/S2 - pg 5579, 5 g ***SEE ERRATA*** | Acidity,Assay - Alpha Tocopherol,Assay - Alpha Tocopheryl Acetate,Assay - Alpha Tocopheryl Acid Succinate,Identification A,Identification B - Optical Rotation <781> (requires Assay for Alpha Tocopherol),Identification C,Identification Test Solution (required for Identification A and Identification B),Residual Solvents <467> (if required),USP Alpha Tocopherol RS., USP Alpha Tocopheryl Acetate RS., USP Alpha Tocopheryl Acid Succinate RS. | SCC / ISO 17025
9084 | Vitamin E Polyethylene Glycol Succinate by NF31/S2 - pg 2274, 50 g | Acid Value,Content of Alpha Tocopherol,Identification A - Gas Chromatographic Identification Test,Residual Solvents <467> (if required),Solubility in Water,Specific Rotation <781>,USP Alpha Tocopherol RS | SCC / ISO 17025
9085 | Vitamin E Preparation by USP36/S2 - pg 5582, 5 g | Acidity,Assay - Alpha Tocopherol,Assay - Alpha Tocopheryl Acetate,Assay - Alpha Tocopheryl Acid Succinate,Identification A,Identification B - Optical Rotation <781> (requires Assay for Alpha Tocopherol),Identification C,Identification Test Solution (required for Identification A, B, & C),Residual Solvents <467> (if required),USP Alpha Tocopherol RS., USP Alpha Tocopheryl Acetate RS., USP Alpha Tocopheryl Acid Succinate RS. | SCC / ISO 17025
9086 | Water by JP16/S1 - pg 1572, 250 mL (Purity only) | Purity - Ammonium <1.02>,Water meets the quality standards of water supplies under article 4 of the Water Supply Law (the Ministry of Health, Labour, and Welfare Ministerial Ordinance No. 101, May 30, 2003, and also meets the following requirement. | SCC / ISO 17025
9087 | Water Conductivity | <645> | SCC / ISO 17025
9088 | Water for Injection by JP16/S1 - pg 1572, 1 L | Bacterial Endotoxins <4.01>,Conductivity <2.51>,DESCRIPTION,Purity <2.59> | SCC / ISO 17025
9089 | Water for Injection by USP36/S2 - pg 5589, 500 mL | Bacterial Endotoxins <85>,Residual Solvents <467> (if required),Total Organic Carbon <643>,USP 1,4-Benzoquinone RS., USP Endotoxin RS., USP Sucrose RS.,Water Conductivity, Bulk Water <645> | SCC / ISO 17025
9090 | Water for Injection, Sterile by JP13 - pg 930 (for Baxter) - THERE IS A 16TH EDITION | Ammonium | SCC / ISO 17025
9091 | Water for Injection, Sterile by USP36/S2 - pg 6067, 1 L | Bacterial Endotoxins <85>,Oxidizable Substances,Particulate Matter in Injections <788>,Residual Solvents <467> (if required),Sterility <71>,Total Organic Carbon, Sterile Water <643>,USP Endotoxin RS.,Water Conductivity, Sterile Water <645> | SCC / ISO 17025
9092 | Water for Injections by EP7/S8 - pg 3219, 2 L | Aluminum (2.4.17),Bacterial Endotoxins (2.6.14),CHARACTERS,Conductivity,Microbial Monitoring,Nitrates,Total Organic Carbon (2.2.44) | SCC / ISO 17025
9093 | Water for Injections, Sterilised by EP7/S8 - pg 3221, 2 L | Acidity or Alkalinity,Aluminum (2.4.17),Ammonium,Bacterial Endotoxins (2.6.14),Calcium and Magnesium,Chlorides (2.4.4),Conductivity,Examination,Nitrates,Oxidisable Substances,Particulate Contamination: Sub-Visible Particles (2.9.19),Residue on Evaporation,Sterility (2.6.1),Sulfates | SCC / ISO 17025
9094 | Water for Irrigation, Sterile by USP36/S2 - pg 6068, 500 mL | Bacterial Endotoxins <85>,Oxidizable Substances,Residual Solvents <467> (if required),Sterility <71>,Total Organic Carbon, Sterile Water <643>,USP Endotoxin RS.,Water Conductivity, Sterile Water <645> | SCC / ISO 17025
9095 | Water in Essential Oils | 2.8.5 | SCC / ISO 17025
9096 | Water in Medicinal Gases | 2.5.28 | SCC / ISO 17025
9097 | Water, Purified by EP7/S8 - pg 3224, 2 L | Aluminum (2.4.17),Bacterial Endotoxins (2.6.14),CHARACTERS,Conductivity,Heavy Metals (2.4.8, A),Microbiological Monitoring,Nitrates,Oxidisable Substances,Total Organic Carbon (2.2.44) | SCC / ISO 17025
9098 | Water, Purified by USP36/S2 - pg 5591, 500 mL | Residual Solvents <467> (if required),Total Organic Carbon <643>,USP 1,4-Benzoquinone RS., USP Sucrose RS.,Water Conductivity, Bulk Water <645> | SCC / ISO 17025
9099 | Water, Purified, in Containers by EP7/S8 - pg 3226, 2 L | Acidity or Alkalinity,Ammonium,Calcium and Magnesium,CHARACTERS,Chlorides,Microbial Contamination (2.6.12),Oxidisable Substances,Residue on Evaporation,Sulfates | SCC / ISO 17025
9100 | Water, Reagent by ACS10/S3 - pg 716, 10 L | Chloride, Nitrate, Phosphate, and Sulfate,GENERAL DESCRIPTION,Heavy Metals - pg 36, I,Liquid Chromatography Suitability,Silicate,Specific Conductance,Substances Reducing Permanganate,Ultraviolet Spectrophotometry | SCC / ISO 17025
9101 | Water, Sterile Purified by USP36/S2 - pg 6067, 500 mL | Oxidizable Substances,Residual Solvents <467> (if required),Sterility <71>,Total Organic Carbon, Sterile Water <643>,Water Conductivity, Sterile Water <645> | SCC / ISO 17025
9102 | Water: Micro Determination | 2.5.32 | SCC / ISO 17025
9103 | Wax, Carnauba by NF | See Carnauba Wax | SCC / ISO 17025
9104 | Witch Hazel by USP36/S2 - pg 5593, 500 mL | Alcohol Content <611> I,Limit of Tannins,Nonvolatile Residue,pH <791>,Residual Solvents <467> (if required),Specific Gravity <841> | SCC / ISO 17025
9105 | Wool Alcohols by EP7/S8 - pg 4391, 50 g | Acid Value (2.5.1),Alkalinity,Appearance of Solution (2.2.1),Assay (2.2.28),CHARACTERS,EP Pregnenolone Isobutyrate CRS., EP Cholesterol CRS.,Hydroxyl Value (2.5.3, A),Identification,Loss on Drying (2.2.32),Melting Point (2.2.15),Peroxide Value (2.5.5, A),Saponification Value (2.5.6),Total Ash (2.4.16),Water-Absorption Capacity | SCC / ISO 17025
9106 | Xanthan Gum by NF31/S2 - pg 2278, 40 g | Arsenic <211> II,Ash,Assay (requires Loss on Drying <731>),Heavy Metals <231> II,Identification A,Lead <251>,Limit of Isopropyl Alcohol,Loss on Drying <731>,Microbial Enumeration Tests <61> and Tests for Specified Microorganisms <62>,Pyruvic Acid,Residual Solvents <467> (if required),Rotational Rheometer Methods <912> | SCC / ISO 17025
9107 | X-Ray Diffraction (XRD) - No retained austenite | <941> | SCC / ISO 17025
9108 | X-Ray Diffraction (XRD) and Solid State Characterization - No retained austenite | R&D, Consulting and Testing | SCC / ISO 17025
9109 | Xylenes by ACS10/S3 - pg 719, 400 mL | Assay (requires Water),Color (APHA),GENERAL DESCRIPTION,Residue after Evaporation,Substances Darkened by Sulfuric Acid,Sulfur Compounds,Water (by Volumetric-KF, not validated),Water (Page 31, Method 2) | SCC / ISO 17025
9110 | Xylitol by NF31/S2 - pg 2279, 25 g | Assay (requires Water Determination <921> I),Heavy Metals <231>,Identification A - Infrared Absorption <197A>,Identification B,Limit of Other Polyols,Reducing Sugars,Residual Solvents <467> (if required),Residue on Ignition <281>,USP L-Arabinitol RS., USP Galactitol RS., USP Mannitol RS., USP Sorbitol RS., USP Xylitol RS.,Water Determination <921> I | SCC / ISO 17025
9111 | Yellow Wax by NF31/S2 - pg 2277, 15 g | Acid Value (Free Fatty Acids) <401>,Ester Value <401> (Requires Acid Value),Fats or Fatty Acids, Japan Wax, Rosin and Soap,Melting Range or Temperature <741> II,Residual Solvents <467> (if required),Saponification Cloud Test | SCC / ISO 17025
9112 | Zein by NF31/S12- pg 2280, 40 g | Heavy Metals <231> II,Identification A,Identification B,Identification C - SDS-Polyacrylamide Gel Electrophoresis ,Limit of Hexane-Soluble Matter,Loss on Drying <731>,Microbial Enumeration Tests <61> and Tests for Specified Microorganisms <62>,Protein Content (requires Loss on Drying <731>),Residual Solvents <467> (if required),Residue on Ignition <281> | SCC / ISO 17025
9113 | Zinc - can not do, offer ICPMS | <591> | SCC / ISO 17025
9114 | Zinc Acetate by USP36/S2 - pg 5620, 75 g | Alkalies and Alkaline Earths,Arsenic <211> I,Assay,Chloride <221>,Identification A - Zinc <191>,Identification B - Acetate <191>,Insoluble Matter,Lead <251>,pH <791>,Residual Solvents <467> (if required),Sulfate <221> | SCC / ISO 17025
9115 | Zinc Carbonate by USP36/S2 - pg 5620, 75 g | Assay,Chloride <221>,Identification A - Zinc <191>,Insoluble Matter,Iron <241>,Lead (by ICPMS, not validated),Lead <851>,Residual Solvents <467> (if required),Substances Not Precipitated by Ammonium Sulfide,Sulfate | SCC / ISO 17025
9116 | Zinc Chloride by ACS10/S3 - pg 724, 75 g | Ammonium,Assay,Ca, Fe, Pb, Mg, P, Na (by ICPMS, not validated),Calcium, Iron, Lead, Magnesium, Potassium, and Sodium,GENERAL DESCRIPTION,Insoluble Matter,Nitrate I,Oxychloride,Sulfate I | SCC / ISO 17025
9117 | Zinc Chloride by EP7/S8 - pg 3254, 50 g | Aluminum, Calcium, Heavy Metals, Iron, Magnesium (2.2.1 & 2.2.2, II) (requires Solution S),Ammonium (2.4.1) (requires Solution S),Assay,CHARACTERS,Identification A - Chlorides (2.3.1, a),Identification B - Zinc (2.3.1) (requires Solution S),Oxychlorides (2.2.1),pH (2.2.3),Solution S,Sulfates (2.4.13) (requires Solution S) | SCC / ISO 17025
9118 | Zinc Chloride by USP36/S2 - pg 5621, 50 g | Alkalies and Alkaline Earths,Assay,Identification A - Zinc <191>,Identification B - Chloride <191>,Lead <251>,Limit of Ammonium Salts,Limit of Oxychloride,Residual Solvents <467> (if required),Sulfate <221> | SCC / ISO 17025
9119 | Zinc Gluconate by USP36/S2 - pg 5622, 50 g ***SEE ERRATA*** | Arsenic <211> I,Assay (requires Water <921> Ib),Cadmium and Lead (by ICPMS, not validated),Chloride <221>,Identification A - Zinc <191>,Identification B - Thin-Layer Chromatography,Limit of Cadmium,Limit of Lead,pH <791>,Reducing Substances,Residual Solvents <467> (if required),Sulfate <221>,USP Potassium Gluconate RS.,Water Determination <921> Ib | SCC / ISO 17025
9120 | Zinc L-Aspartate | Low Level Arsenic (using ICPMS),Mercury (using ICPMS),Powder Fineness <811> | SCC / ISO 17025
9121 | Zinc Oxide by EP7/S8 - pg 3255, 10 g | Alkalinity,Arsenic (2.4.2),Assay (2.5.11),Cadmium (2.2.23, II),Carbonates and Substances Insoluble in Acids (2.2.1 & 2.2.2, II),CHARACTERS,Identification A,Identification B - Zinc (2.3.1),Iron (2.4.9),Lead (2.2.23, II),Loss on Ignition | SCC / ISO 17025
9122 | Zinc Oxide by USP36/S2 - pg 5625, 50 g | Alkalinity,Arsenic <211> I,Assay,Carbonate and Color of Solution,Identification A,Identification B - Zinc <191>,Iron and Other Heavy Metals,Lead,Loss on Ignition <733>,Residual Solvents <467> (if required) | SCC / ISO 17025
9123 | Zinc Stearate by USP36/S2 - pg 5627, 100 g | Alkalies and Alkaline Earths,Arsenic <211> I,Assay,Identification A - Zinc <191>,Identification B - Congealing Temperature <651>,Lead <251>,Residual Solvents <467> (if required) | SCC / ISO 17025
9124 | Zinc Sulfate by USP36/S2 - pg 5628, 10 g | Acidity,Alkalies and Alkaline Earths,Arsenic <211> I,Assay,Identification A - Zinc <191>,Identification B - Sulfate <191>,Limit of Lead <251>,Residual Solvents <467> (if required) | SCC / ISO 17025
9125 | Zinc Sulfate Heptahydrate by EP7/S8 - pg 3257, 10 g | Appearance of Solution (2.2.1 & 2.2.2, II) (requires Solution S),Assay,CHARACTERS,Chlorides (2.4.4) (requires Solution S),Identification A - Sulfates (2.3.1) (requires Solution S),Identification B - Zinc (2.3.1) (requires Solution S),Identification C,Iron (2.4.9),pH (2.2.3) (requires Solution S),Solution S | SCC / ISO 17025
9126 | Zinc Undecylenate by USP36/S2 - pg 5631, 20 g | Alkalies and Alkaline Earths,Assay (requires Loss on Drying <731>),Identification A,Identification B (requires Identification A),Identification C,Loss on Drying <731>,Residual Solvents <467> (if required) | SCC / ISO 17025
9127 | Zincon by ACS10/S3 - pg 729, 1 g | Clarity of Solution,GENERAL DESCRIPTION,Suitability for Complexometric Titration | SCC / ISO 17025
9128 | Zolpidem Tartrate by EP7/S8 - pg 3260, 10 g | Appearance of Solution (2.2.1 & 2.2.2, II),Assay (requires Water (2.5.12)),CHARACTERS,EP Zolpidem Tartrate CRS., EP Zolpidem Impurity A CRS., EP Flunitrazepam CRS.,Identification A (2.2.24),Identification B (2.2.27),Identification C - Tartrates (2.3.1),Related Substances (2.2.29),Sulfated Ash (2.4.14),Water (2.5.12) | SCC / ISO 17025
9129 | Thermal Analysis | <891> | SCC / ISO 17025
9130 | Thermal Analysis | USP <891> | SCC / ISO 17025
9131 | Chemical Analysis (ONH detection by inert gas fusion analysis) | ASTM E1409; ASTM E1447; ASTM E1019, SOP# ONH-Ti-Fe | ISO 17025
9132 | Hardness Testing (Rockwell, Brinell) | ASTM E18, ASTM E10 | ISO 17025
9133 | Charpy Impact Testing | ASTM E23 | ISO 17025
9134 | Creep and Stress Rupture Testing | ASTM E139; ASTM E292, BS HR 100; BS 4 A4-1, EN 2002-005; ASTM E139 | ISO 17025
9135 | Tensile Testing (Ambient & Elevated Temperatures) | ASTM E8; ASTM A370, ASTM E21, ASTM B557, BS 4 A4-1, ISO 6892-1, ISO 6892-2; EN 2002-1, EN 2002-2; BS HR 100, ASTM E8/E8M, ASTM E21, | ISO 17025
9136 | General Metallographic Examination (Macroetching, Alloy Depletion, Grain Size, Sample Preparation, Macroetching & Microetching, Alpha Case, Intergranular Corrosion - End Grain Pitting, Microstructure, Inclusion Rating, Near Surface Examinations) Electrolytic Etching (Oxalic Acid) | Exova SOP # IGA, Exova SOP # ALDEP, ASTM E407, ASTM E3, ASTM E112, ASTM E1181, ASTM E930, ASTM E1351, ASTM E340, ASTM A604, GE P3TF19, Exova SOP # ALPHA; PWA E142, Exova SOP# MET; AMS 2380, ASTM E45, Exova SOP # EPI/PIL2; Snecma DMC 330, DMC 0095; DPM 12-300, DMC 9513. DMC 0261, DMC 0262, E50TF133-S11. | ISO 17025
9137 | Replication Metallography | ASTM E3, METP | ISO 17025
9138 | Liquid Penetrant Inspection | Exova SOP# FPI/IPA, ASTM E 1417 - Methods: A and D | ISO 17025
9139 | Macro Etching | DMC 0324; DMC 0330; DMC 0331 | ISO 17025/Nadcap
9140 | Ultrasonic Inspection Immersion Testing | GE P3TF52, AMS-STD-2154 Type 1, MIL-STD-2154 Type 1, SOP#NDEMX 08, SOP# NDEMX 24 | ISO 17025
9141 | Specimen Heat Treatment | AMS 2750 | ISO 17025
9142 | Standard Specimen Machining | ASTM E340, ASTM E8, ASTM E23 | ISO 17025
9143 | Chemical Analysis - Optical Emission Spectroscopy (OES) | GLP-A-AN-01 | ISO 17025
9144 | Chemical Analysis - Optical Emission Spectroscopy (OES) | GLP-A-AN-01 | ISO 17025
9145 | Positive Material Identification | G LP-A-AN-03/ A | ISO 17025
9146 | Susceptibility to Intergranular Corrosion | DIN EN ISO 3651-1, DIN EN ISO 3651-2, DIN 50915, SEP 1877, ASTM A262 (Practice A, B, C, E), ASTM G28, ASTM G48, ASTM A923 | ISO 17025
9147 | Hardness & Microhardness Testing | DIN EN ISO 6506-1, DIN EN ISO 6507-1, DIN EN ISO 6508-1, ASTM E10, ASTM E18, ASTM E384 | ISO 17025
9148 | Hardness & Microhardness Testing | DIN EN ISO 6506-1, DIN EN ISO 6507-1, DIN EN ISO 6508-1, ASTM E10, ASTM E18 | ISO 17025
9149 | Bend Testing | ISO 7438, DIN EN 910, DIN EN ISO 5173, ISO 5173 | ISO 17025
9150 | Bend Testing - Metal Samples | DIN EN ISO 7438 | ISO 17025
9151 | Brinell Hardness | DIN EN ISO 6506-1 Test 1, ISO 6506-1, ASTM E10 | ISO 17025
9152 | Charpy Impact Testing | ISO 148-1 Part 1, DIN EN ISO 148-1 Part 1, DIN EN 10045-1 | ISO 17025
9153 | Charpy Impact Testing | DIN EN ISO 148-1, ASTM E23 | ISO 17025
9154 | Charpy Impact Testing | DIN EN ISO 148-1 | ISO 17025
9155 | Deformation of Steel Properties - Technical Delivery | DIN EN 10164 part 6 | ISO 17025
9156 | Drop Weight Shear testing - Ferretic Metals | ASTM E436 | ISO 17025
9157 | Ductility - Welds | ASTM E190, API Spec 5L (Line Pipe Physical Properties) | ISO 17025
9158 | Fracture Bend Testing | DIN EN 1320, DIN EN ISO 9017, ISO 9017 | ISO 17025
9159 | Hardness Testing - Welded Joints | DIN EN 1043-1, ISO 9015-1 | ISO 17025
9160 | Iron & Steel - General Mechanical Testing | DIN EN 1561, DIN EN 1562, DIN EN 10164 | ISO 17025
9161 | Iron & Steel - General Mechanical Testing | DIN EN 1561, DIN EN 1562, DIN EN 10164 | ISO 17025
9162 | Jominy Hardenability Testing | DIN EN ISO 642 | ISO 17025
9163 | Jominy Hardenability Testing | DIN EN ISO 642 | ISO 17025 and Nadcap
9164 | Knoop and Vickers Hardness | ASTM E384, API Spec 5l (Line Pipe Physical Properties) | ISO 17025
9165 | Longitudinal Tensile on Fusion Welds (Destructive testing on welds) | DIN EN 876, ISO 5178, ISO 17639 | ISO 17025
9166 | Mechanical Testing of Steel Products | ASTM A370 | ISO 17025
9167 | Mechanical Testing of Steel Products | ASTM A370 | ISO 17025 and Nadcap
9168 | Mechanical Tests of Steel Products | ASTM A370 combined with API Spec 5L | ISO 17025
9169 | Metallic Tube Testing | DIN EN ISO 8492, DIN EN ISO 8493, DIN EN ISO 8495, DIN EN ISO 8496 | ISO 17025
9170 | Metallic Tube Testing | DIN EN ISO 8492, DIN EN ISO 8493, DIN EN ISO 8496 | ISO 17025 and Nadcap
9171 | Notched Bar Impact Testing | ASTM E23, DIN EN 875, DIN EN ISO 9016, ISO 9016, DIN 50115, API Spec 5L (Line Pipe Properties) | ISO 17025
9172 | Ring/Tube Tensile terst | ISO 8496 | ISO 17025
9173 | Ring/Tube Tensile Test | DIN EN ISO 8496 | ISO 17025
9174 | Ring/Tube Tensile Test | DIN EN ISO 8496, ISO 8496 | ISO 17025
9175 | Rockwell Hardness | DIN EN ISO 6508-1, ISO 6508-1, ASTM E18 | ISO 17025
9176 | Tensile Testing | DIN EN ISO 6892-2: Ambient Temperature Method Part 2 | ISO 17025
9177 | Tensile Testing | ISO 6892-2 Elevated Temperature, Method B | ISO 17025
9178 | Tensile Testing - Ambient & Elevated Temperatures | DIN EN ISO 6892-1 Method B, DIN EN ISO 6892-2 Method B, ASTM E8, ASTM E21, ASTM A770 | ISO 17025
9179 | Tensile Testing - Ambient & Elevated Temperatures | DIN EN ISO 6892-1 Method B, DIN EN ISO 6892-2 Method B, ASTM E8, ASTM E21, ASTM A770 | ISO 17025 and Nadcap
9180 | Tensile Testing - Ambient Temperature | DIN EN ISO 6892-1 Method B | ISO 17025
9181 | Tensile Testing - Ambient Temperature | DIN EN 10002-1 | ISO 17025
9182 | Tensile Testing - Elevated Temperature | ISO 783 | ISO 17025
9183 | Tensile Testing - Elevated Temperature | DIN EN 10002-5 Part 5 (withdrawn) | ISO 17025
9184 | Tension Testing | ASTM E8/E8Ma | ISO 17025
9185 | Tension Testing - Elevated Temperature | ASTM E21 | ISO 17025
9186 | Through-thickness characteristics for steel products | ISO 7778 Part 5 & 6 | ISO 17025
9187 | Transverse Tensile Tensile Test (Destructive Tests on Welds) | ISO 4136 | ISO 17025
9188 | Transverse Tensile Tensile Test (Destructive Tests on Welds) | DIN EN 895, DIN EN ISO 4136, ISO 4136 | ISO 17025
9189 | Tube Flatteining Testing | DIN EN ISO 8492, ISO 8492 | ISO 17025
9190 | Vickers Hardness | DIN EN ISO 6507-1 Test 1, ISO 6507-1 Test 1, ASTM E92 | ISO 17025
9191 | Weld Mechanical Testing | DIN EN ISO 9016, DIN EN ISO 4136, DIN EN ISO 5173, DIN EN ISO 9015-1, DIN EN ISO 9015-2, DIN EN 1320, DIN EN ISO 17660-1 (Para. 14, Para. 14.2, Para. 14.3, Para. 14.3), DIN EN ISO 17660-2 (Para. 14), DIN EN ISO 5178, DIN EN 1320, DIN EN 15048-2, DIN EN ISO 9015-1, DIN EN 1321 | ISO 17025
9192 | Weld Mechanical Testing | DIN EN ISO 9016, DIN EN ISO 4136, DIN EN ISO 5173, DIN EN ISO 9015-1, DIN EN ISO 9015-2, DIN EN 1320, DIN EN ISO 17660-1 (Para. 14, Para. 14.2, Para. 14.3, Para. 14.3), DIN EN ISO 17660-2 (Para. 14), DIN EN ISO 5178, DIN EN 1320, DIN EN 15048-2, DIN EN ISO 9015-1, DIN EN 1321 | ISO 17025
9193 | Coating Thickness Measurement | DIN EN ISO 1463 | ISO 17025
9194 | Coating Thickness Measurement | DIN EN ISO 1463 | ISO 17025
9195 | Etching Services | ASTM E340, ASTM E407, ASTM A604 | ISO 17025
9196 | Etching Services | ASTM E340, ASTM E407, ASTM A604 | ISO 17025
9197 | General Metallographic Evaluation | DIN EN ISO 2639, DIN EN 10328, DIN 50190-3, SEP 1390, ISO 4968, DIN EN ISO 3887, DIN EN ISO 643, DIN 50602, SEP 1520, ASTM E112, ASTM E45, ISO 4967 | ISO 17025
9198 | General Metallographic Evaluation | DIN EN ISO 2639, DIN EN 10328, DIN 50190-3, SEP 1390, ISO 4968, DIN EN ISO 3887, DIN EN ISO 643, DIN 50602, SEP 1520, ASTM E112, ASTM E45, ISO 4967 | ISO 17025
9199 | Grain Size Determination | ASTM E 112, ASTM E 407, API Spec 5L (Line Pipe - Physical Properties), DIN 50600 | ISO 17025
9200 | Intergranular Corrosion - Ferretic, Duplex and Austenitic Stainless Steels | DIN EN ISO 3651-2 (media containing sulfuric acid) (Part 2), DIN EN ISO 3651-2, ISO 3651-2 | ISO 17025
9201 | Micrographic Determination of Grain Size | DIN EN ISO 643 | ISO 17025
9202 | Micrographic Determination of Grain Size - Steels | ISO 643 | ISO 17025
9203 | Micrographic Determination of Non-Metallic Inclusions - Steels | ISO 643, DIN EN 10247, ASTM E45 | ISO 17025
9204 | Micrographic Determination of Non-Metallic Inclusions - Steels - Standard Diagrams | ISO 4967 | ISO 17025
9205 | Micrographic Determination of Non-Metallic Inclusions with rows - Stainless Steels | DIN 50602 | ISO 17025
9206 | Microscopic and Macroscopic Examination of Welds | DIN EN ISO 17639 | ISO 17025
9207 | Optical Emission Spectroscopy (OES) Chemical Spectral Analysis - Low and High Steel and Nickel Alloys | VA-5.4-01, AA-5.8-11-01 | ISO 17025
9208 | Replication Metallography | DIN 54150, ISO 3057, ASTM E1351 | ISO 17025
9209 | Susceptibility to Intergranular Attack (IGA) in Austenitic Stainless Steels | ASTM A262 (Method E & F), AD 2000-Merkblatt HP 2/1, API Spec 5L (Line pipe - Physical Properties) | ISO 17025
9210 | Magnetic Particle Inspection | DIN EN ISO 9934-1, DIN EN ISO 17638, DIN EN 1369, DIN EN 10228-1, DIN EN ISO 10893-5, ASME Section V, Article 7 & 25 (2010), ASME Section VIII | ISO 17025
9211 | Magnetic Particle Inspection | DIN EN ISO 9934-1, DIN EN ISO 17638, DIN EN 1369, DIN EN 10228-1, DIN EN ISO 10893-5, ASME Section V, Article 7 & 25 (2010), ASME Section VIII | ISO 17025 and Nadcap
9212 | Penetrant Inspection | DIN EN 571-1, DIN EN ISO 3452-5, DIN EN ISO 3452-6, DIN EN 10228-2, DIN EN ISO 3452-2, DIN EN 1371-1, DIN EN 1371-2, ASME Section V (Article 6 & 24), ASME Section VIII | ISO 17025
9213 | Penetrant Inspection | DIN EN 571-1, DIN EN ISO 3452-5, DIN EN ISO 3452-6, DIN EN 10228-2, DIN EN ISO 3452-2, DIN EN 1371-1, DIN EN 1371-2, ASME Section V (Article 6 & 24), ASME Section VIII | ISO 17025
9214 | Ultrasonic Inspection | DIN EN 583-4, DIN EN ISO 17640, DIN EN ISO 22825, DIN EN 10160, DIN EN 10228-3, DIN EN 10228-4, DIN EN 10307, DIN EN 10308, DIN EN 10246-6, DIN EN ISO 10893-8, DIN EN ISO 10893-9, DIN EN ISO 10893-10, DIN EN ISO 10893-11, DIN EN ISO 10893-12, SEP 1916, SEP 1917, DIN EN 12680-1, DIN EN 12680-2, DIN EN 12680-3, SEP 1923, DIN EN 10306, AD 2000-Merkblatt HP 5/3 2011-05, DIN ISO 4386-1, DIN EN 14127, ASME Section V, Article 4 & 5; ASME Section V, Article 4 & 5 & 23; ASME Section VIII, SEP 1921 | ISO 17025
9215 | Ultrasonic Inspection | DIN EN 583-4, DIN EN ISO 17640, DIN EN ISO 22825, DIN EN 10160, DIN EN 10228-3, DIN EN 10228-4, DIN EN 10307, DIN EN 10308, DIN EN 10246-6, DIN EN ISO 10893-8, DIN EN ISO 10893-9, DIN EN ISO 10893-10, DIN EN ISO 10893-11, DIN EN ISO 10893-12, SEP 1916, SEP 1917, DIN EN 12680-1, DIN EN 12680-2, DIN EN 12680-3, SEP 1923, DIN EN 10306, AD 2000-Merkblatt HP 5/3 2011-05, DIN ISO 4386-1, DIN EN 14127, ASME Section V, Article 4 & 5; ASME Section V, Article 4 & 5 & 23; ASME Section VIII, SEP 1921 | ISO 17025
9216 | Visual Inspection | DIN EN ISO 17637, DIN EN 13018, DIN EN 1370, DIN EN 10163-1, DIN EN 10163-2, DIN EN 10163-3, DIN EN ISO 8501-1, DIN EN ISO 8501-2, DIN EN ISO 8501-3 | ISO 17025
9217 | Visual Inspection | DIN EN ISO 17637, DIN EN 13018, DIN EN 1370, DIN EN 10163-1, DIN EN 10163-2, DIN EN 10163-3, DIN EN ISO 8501-1, DIN EN ISO 8501-2, DIN EN ISO 8501-3 | ISO 17025
9218 | Weld Testing & Inspection | DIN EN 287, DIN EN ISO 15614, ASME Section 9 | ISO 17025
9219 | Weld Testing & Inspection | DIN EN 287, DIN EN ISO 15614, ASME Section 9 | ISO 17025
9220 | Combustion Analysis (LECO) |  | ISO 17025 and Nadcap
9221 | Determination of Metals in Lubricating Greases by Inductively Coupled Plasma Atomic Emission Spectrometry (ICP-AES) | ASTM D7303 | ISO 17025
9222 | Energy Dispersive X-Ray Fluorescence (EDXRF) - composition analysis for minerals in composites, gemstones, wear metals, lubricant additives, solids in liquids, catalyst in vehicle exhausts, glass composition, sulfur in petroleum |  | ISO 17025
9223 | Inductively Coupled Plasma (ICP) | Documented In-House Method MSPL/SOP/25 A,B,C,D, E, F, G | ISO 17025
9224 | Inert Gas Fusion | ASTM E1019, ASTM E2575, IS 228 PT. 22, | ISO 17025 and Nadcap
9225 | Optical Emission Spectroscopy (OES) | ASTM E415, ASTM E1086, ASTM E1251, IS 8811, IS 9879, Documented In-House Method MSPL/SOP/26A,B,C,D, Documented In-House Method MSPL/SOP/33, Documented In-House Method MSPL/SOP/34 | ISO 17025
9226 | Positive Material Identification - PMI |  | ISO 17025
9227 | Surface Roughness Testing |  | ISO 17025
9228 | Water Testing (Drinking Water, Wastewater, environmental water samples, Effluent Water, alpha beta activity) | various | ISO 17025
9229 | Wet Chemistry | ASTM E350, ASTM E351, ASTM E352, ASTM E353, ASTM E354, ASTM E34, ASTM E2824, ASTM E 478, ASTM E54, IS 228 (PT. 2, 3, 5, 6, 7, 8,) IS 12308 (PT. 5, 6, 7, 8, 9, 10), IS 504 PT.1 , IS 3685, IS 4027 PT.1, IS 403, IS 1409, ASTM B154, BS 2874, IS 2305, BS EN 1057, ASTM A90, ASTM A239, AS 2331, IS 6745, IS 2629 | ISO 17025 and Nadcap
9230 | Failure Analysis |  | ISO 17025 and Nadcap
9231 | Autoclave - Static |  | n/a
9232 | Chloride Stress Corrosion Testing | ASTM G-36-94 RA 2013 | ISO 17025
9233 | Electrochemical corrosion |  | ISO 17025
9234 | Ferric Chloride Corrosion Testing | ASTM A 923—2014(METHOD - C) | ISO 17025
9235 | Ferric Sulfate/Sulfuric Acid Testing | ASTM G-28-2002 (RA 2015),METHOD - A | ISO 17025
9236 | Hydrogen Induced Cracking (HIC) | NACE TM 0284: 2011 | ISO 17025 and Nadcap
9237 | Immersion and Exfoliation Corrosion | ASTM G31, ASTM G34, ASTM G66, ASTM G112 | ISO 17025
9238 | Mixed Acid-Oxidizing Salt test | ASTM G-28-2002 (RA2015 )METHOD - B | ISO 17025
9239 | Pitting and Crevice Corrosion | ASTM G48- 2015(METHOD -A), ASTM G48-2011 –RA 2015(METHOD –B); ASTM G48 Methods E, F; ASTM G78 | ISO 17025
9240 | Salt Spray Testing (Salt Fog) - Copper Accelerated Acetic Acid-Salt Spray (CASS) | ASTM B117, ASTM G85 | ISO 17025
9241 | Sodium Hydroxide Etch Testing | ASTM A 923—2014 (METHOD – A) | ISO 17025 and Nadcap
9242 | Stress Corrosion Cracking | ASTM G44, ASTM G103, ASTM G47 | ISO 17025
9243 | Stress corrosion cracking of Cu-Zn alloys using Mattsson’s solution | ASTM G37 | ISO 17025
9244 | Sulfide Stress Cracking/Sulfide Stress Corrosion Cracking (SCC/SSCC) | NACE TM 0177:2005, NACE TM 0177:2005 (METHOD A &B); NACE TM0316; ASTM G36; ASTM G123; ISO 6957 | ISO 17025 and Nadcap
9245 | Susceptibility to Intergranular Corrosion (IGA/IGC) | ISO 3651-2: 1998 (METHOD A, B & C), ISO 3651-1: 1998, ASTM A262:2015, IS 10461 PT. 1 :94 (RA. 2011),IS 10461 PT. 2, IS 10461 PT 2 :94 (RA 2011); ASTM G28, ASTM G67 | ISO 17025 and Nadcap
9246 | Chemical Analysis of Water Samples (environmental water samples and drinking water (potable water) | IS 3025 PART 4, 5, 10, 16, 11, 15, 2, 34, 32, 24, 23, 26, 39, 21, 52; IS 3025 PART 14, 11, 15, 35, IS 1070; IS 3025 PART 18, 24, 32, 17, 22, 23, 11; IS 3025 PART 10, 32,11, 21, 14, 16, IS 1069, IS 7017; IS 3025 PART 11, 23, 2, 26, 16, 32,4 10, 5 IS 7017; IS 3025 PART 11, 38, 44, 34; IS 3025 PART 11, 14, 2, IS 1164; IS 3025 PART 11, 9, 14, 10, 17, 16, 23, 34, 21, 32, 24, 31, 2, 44, 58 | ISO 17025
9247 | Environmental (Temperature & Humidity) Exposure |  | ISO 17025
9248 | Radiological Testing | IS 14194 part 1, 2 | ISO 17025 and Nadcap
9249 | Hardness Testing - Rockwell, Brinell, Vickers | IS 1500 (Part-1):2013, ASTM A 370:2015, ASTM E 10 :2015,BS EN ISO 6506-1:2014, BS EN ISO 6507-1:2005,EN 1043-1:2011,ASTM E 384:2011 el | ISO 17025 and Nadcap
9250 | Portable Hardness |  | ISO 17025
9251 | Bend and Rebend Testing | IS 1786:2008 (RA 2012) ,IS 1599:2012, IS 1599:2012,ASTM A370:2015, ASTM E290:2014, IBR 2011, BS EN ISO 5173:2010 And 2011; ASTM A370:2015, IS 1716:1985(RA 2011) | ISO 17025 and Nadcap
9252 | Bend Test (Butt Weld) | IS 814:2005,(RA 2011) ASME (Sec IX):2015, API 5 L:2012 | ISO 17025 and Nadcap
9253 | Charpy Impact Test | IS 1757:1988(RA 2009),ASTM A370:2015,ASTM E23:2012 C,ISO 148-1:2009-11,IBR 2011 | ISO 17025
9254 | Compression Strength Testing | IS 3601: 2006 (RA 2012), ASTM A370 -15 | ISO 17025
9255 | Creep/Stress Rupture Test | ASTM E139:2011, ASTM E292:2009el | ISO 17025
9256 | Diffusible Hydrogen Test (HG) | IS 11802:1986(RA 2013) | ISO 17025
9257 | Elevated Temperature Tensile Test | ASTM E 21:2009,BS EN ISO 6892-2:2011 | ISO 17025
9258 | Fatigue Testing - e-N Curves and strain life coefficients; coffin-manson | ASTM E466:2015, ASTM E606:2012, ASTM E647:2015 | ISO 17025
9259 | Flanging Testing | IS 2330: 2011, ASTM A370 :2015, IBR: 2011 | ISO 17025
9260 | Flaring/Drift Expansion Testing | IS 2335: 2005 (RA 2011), ASTM A370:2015, ASTM B153 :2011, IBR: 2011 API 5L (2012) | ISO 17025
9261 | Flattening Test | IS 2328:2005(RA 2011)ASTM A 370:2015,ASTM B111/B111M:2011,IBR 2011,API 5L:2012,ASTM A999/999M:2015,ASTM A1016/1016M:2014 | ISO 17025
9262 | Fracture Toughness (K1C, J1C, CTOD) | ASTM E399:2012 e3, ASTM E1820:2015a, BS EN 12135:2012-01 | ISO 17025
9263 | Hardness and Microhardness Testing | IS 1586(Part-1):2012,ASTM A 370:2015,ASTM E 18:2015,BS EN ISO 6508-1:2015 | ISO 17025
9264 | Izod Impact Test | IS 1598:1977(RA 2009),IBR 2011 | ISO 17025
9265 | Mass/Unit Length | IS 1786:2008 (RA 2012) | ISO 17025
9266 | mechanical properties (bend) of bone plates and implants | ASTM F382 | ISO 17025
9267 | Metal Recovery | IS 13043:1991(RA 2013) | ISO 17025
9268 | Modified Erichson Cupping Test | IS 10175(Part-1):1993 (RA 2012) | ISO 17025
9269 | Nick Break Test | API 1104:2013, IBR 2011, IS 2825:1969(RA 1982) | ISO 17025
9270 | Proof Load Testing | IS 1367 PART 6: 1994 , (RA. 04), ASTM A370 –2015 | ISO 17025
9271 | Pull-Out Testing | ASME SEC VIII DIV 1 (2015) | ISO 17025
9272 | Slow Strain Rate (SSRT) Tensile | ASTM G129 | ISO 17025
9273 | stress corrosion cracking resistance to Polythionic acid of stainless steels | ASTM G35 | ISO 17025
9274 | Tensile Testing - Ambient & Elevated Temperatures | IS 1608:2005(RA 2011), ASTM A370:2015,ASTM E8/E8M:2015a,IBR 2011, BS EN ISO 6892-1:2009, BS EN ISO 4136:2012,ASTM B557:2015; ASTM E17:2000 (RA 2010),ASTM E646:2016; IS1786:2008(RA 2012),IS 1608:2005(RA 2011); ASME (Sec IX):2015, EN 15614:2004 Amd 2:2012,API 1104:2013,AWS D1.1:2010; IS 814:2008,IS 1608:2005(RA 2011),ASME (partC /Sec II):2015 | ISO 17025
9275 | Through Thickness Tension Test (% RA) | ASTM A770 M:2003(RA 2012),BS EN 10164:2004 | ISO 17025
9276 | Wear Testing - Methods Unknown |  | ISO 17025
9277 | Banding / Orientation of Microstructure Evaluation | ASTM E1268 | ISO 17025
9278 | Case Depth | IS 6416 : 1988 (RA. 2012)By MICROSCOPIC METHOD,IS 6416 : 1988 (RA. 2012)BY HARDNESS TRAVERSE METHOD | ISO 17025
9279 | Coating Thickness / Plating Thickness Measurement | IS 3203 : 1982 (RA 2011),BY MICROSCOPIC METHOD | ISO 17025
9280 | Depth of Decarburization | IS 6396-2000 (RA 2012),ASTM E-1077-2014,BY MICROSCOPIC METHOD | ISO 17025
9281 | Ferrite by point count |  | ISO 17025
9282 | Ferrite Measurement | ASTM 1245-03 RA 2008 ASTM E 562-2011, ASTM A800 / 800M-2014 | ISO 17025
9283 | General microscopic examination |  | ISO 17025
9284 | General Microstructure Evaluation | ASTM E3:2011, ASTM E407 -07, RA 2015 e1, ASM METAL HAND BOOK VOL. IX IS 7739 Part-1 : 1975(RA. 2010) BS EN 17639 | ISO 17025
9285 | Grain Size | ASTM E112: 2013IS 4748: 2009BY MICROSCOPIC METHOD | ISO 17025
9286 | HDT (Hydrogen Disbonding Tests) | SAES-W-014 | ISO 17025
9287 | Heat Treatment Evaluation |  | ISO 17025
9288 | HID Tests (Hydrogen Induced Disbonding) | ASTM G146 | ISO 17025
9289 | Identification of ferrite and Sigma Phases |  | ISO 17025
9290 | Inclusion Rating | IS 4163 : 2004 (RA 2010),ASTM E 45 : 2013 | ISO 17025
9291 | Macroetching | IS 11371 : 1985 (RA. 2012)ASTM E340 :2015, ASTM E381 -01 (RA.2012)BS EN 17639: 2013, ASME SEC IX (2015), IS 13015 : 1991 (RA. 2012) | ISO 17025
9292 | McQuaid-Ehn Grain Size |  | ISO 17025
9293 | Microstructure of Cast Iron | ASTM A247:2010, IS 7754:1975 (RA 2012) | ISO 17025
9294 | Nitride Case Depth |  | ISO 17025
9295 | Paint Thickness Evaluation |  | ISO 17025
9296 | Phase Identification (Bainite, Martensite etc.) |  | ISO 17025
9297 | Sensitization |  | ISO 17025
9298 | Test Methods for Detecting Detrimental Intermetallic Phase in Duplex Austenitic/Ferritic Stainless Steels | ASTM A923 | ISO 17025
9299 | Dye Penetrant Inspection test |  | ISO 17025
9300 | non-destructive testing acceptance criteria for the inspection of metal castings | MIL-STD-2175 | ISO 17025
9301 | Ultrasonic Thickness Gauge |  | ISO 17025
9302 | Aggregate & Soils: Acid Soluble Chloride Salts | BSEN 1744-5:2006
9303 | Aggregate & Soils: Acid Soluble Sulphate | BSEN 1744-1:2009 Sec 12
9304 | Aggregate & Soils: Chloride Content | BS 812 Pt 118-1988, BS 812 Pt 117-1988
9305 | Aggregate & Soils: Methylene Blue Absorption | CIRIA Pub. 83/CUR Rep.154, BSEN 933-9:2009+A1:2013
9306 | Aggregate & Soils: Sulphate | BS 812, P118
9307 | Aggregate & Soils: Water Soluble Chloride | BSEN 1744-1:2009 Cl 7
9308 | Aggregate & Soils: Water Soluble Sulphate | BSEN 1744-1:2009 Cl 10
9309 | Cement Testing: Cement Chemical Analysis | BS EN196-2:2013, ASTM C114-13
9310 | Cement Testing: Cement Type | BS 1881:124:1988
9311 | Cement Testing: Cementitious Material (Loss on Ignition, Silicon Dioxide, Sulfate, Sulphide, Aluminum Oxide, Calcium Oxide, Insoluble Residue, Iron Oxide, Magnesium Oxide, Manganese Oxide, Potassium Oxide, Sodium Oxide, Titanium Oxide, Total Alkalies as Na2O, Tricalcium Aluminumminate) | BS EN 196-2:2013
9312 | Cement Testing: Cementitious Material (Magnesium Oxide, Sulfur Trioxide, Calcium Oxide, Chloride, Insoluble Residue, Iron Oxide, Loss On Ignition, Potassium Oxide, Silicon Dioxide, Sodium Oxide, Total Alkalies as Na2O, Aluminum Oxide) | Based on ASTM C114-13
9313 | Concrete Testing: Acid Soluble Chloride | ASTM C1152/1152M-04
9314 | Concrete Testing: Chloride Content | BS EN 196-2:2013, BS 1881-124:1988, AASHTO T260-95
9315 | Concrete Testing: Water Soluble Chloride | ASTM C1218/121/8M-99(08)
9316 | Concrete Water Testing: Water for Concrete Purpose | BS 3148, BSEN 1008, AASHTO T26-2000
9317 | Field Water Testing:Chloride, pH, Sulphate | BS 1427:2009 (cl 4.3, Cl 5.3, cl 4.6)
9318 | Gypsum Testing: Chemical Analysis | E-M-OP-CH-MCT-MD151 XRF, ASTM C471M
9319 | Gypsum Testing: Gypsum Content | BS 1377: P3
9320 | Microsilica Testing: Chemical Properties | ASTM C1240-14, ASTM C114-13, ASTM C311-13
9321 | Ore/Rock Testing | E-M-OP-HS-CH-MCT-MD151-XRF | ISO 17025
9322 | Potable Water Testing: Cyanuric Acid | Palin Test
9323 | Potable Water Testing: Legionella Species | CCFRA 3.9.1 (Based on ISO 11731) | ISO 17025
9324 | Potable Water Testing: Staphylococcus Aureus | CCFRA 3.5.1
9325 | Potable Water Testing: Total Bacteria Count (21 deg C, 22 deg C, 37 deg C) | APHA 9215B | ISO 17025
9326 | Potable Water Testing: Yeast and Mould Count | MFHPB-22
9327 | Seawater Testing: Calcium | APHA 3500 Ca
9328 | Seawater Testing: Total Volatile Suspended, Volatile Dissolved Solid | APHA 2540E
9329 | Soils, Sediment and Sludge Testing: Alkalinity in Soils | ASTM D4972
9330 | Soils, Sediment and Sludge Testing: Boron (Hot Water Extraction) | USDA Handbook No. 60
9331 | Soils, Sediment and Sludge Testing: Carbonate | BS 1377:P3
9332 | Soils, Sediment and Sludge Testing: Chemical Oxygen Demand | APHA 5220B
9333 | Soils, Sediment and Sludge Testing: Chloride (Saturated Extract) | USDA Handbook No. 60
9334 | Soils, Sediment and Sludge Testing: Chlorine Residual (Total) | HACH 8167
9335 | Soils, Sediment and Sludge Testing: Conductivity | BS 1377 Part 3 Method 8, Agricultural Handbook No 60,
9336 | Soils, Sediment and Sludge Testing: E. Coli | APHA 9221F
9337 | Soils, Sediment and Sludge Testing: Easy Liberated Cyanide (Free) | APHA 4500 CN E, HACH 8027, TM 153
9338 | Soils, Sediment and Sludge Testing: Faecal Coliform | APHA 9221E
9339 | Soils, Sediment and Sludge Testing: Faecal Streptococci | APHA 9230B
9340 | Soils, Sediment and Sludge Testing: Fluoride | HACH 8029
9341 | Soils, Sediment and Sludge Testing: Hexavalent Chromium | HACH 8023
9342 | Soils, Sediment and Sludge Testing: Loss on Ignition | BS 2782-10:1977:1002, BS 1377 P3, ASTM D2974
9343 | Soils, Sediment and Sludge Testing: Magnesium (Saturated Extract) | USDA Handbook No. 60
9344 | Soils, Sediment and Sludge Testing: Moisture Content | MOOPAM-1999-IV.4, BS 1377:P3, ASTM D2974
9345 | Soils, Sediment and Sludge Testing: Nitrate | HACH 8039, HACH 8192, HACH 8171, USDA Handbook No. 60
9346 | Soils, Sediment and Sludge Testing: Nitrite | HACH 8507
9347 | Soils, Sediment and Sludge Testing: Nitrogen Kjeldhal (TKN) | APHA 4500Norg B
9348 | Soils, Sediment and Sludge Testing: Organic Impurities | ASTM C40-2004, BS 1377:P3, AASHTO T267
9349 | Soils, Sediment and Sludge Testing: Orthophosphate | HACH 8048
9350 | Soils, Sediment and Sludge Testing: pH Value | BS 1377:P3, USDA Handbook No. 60
9351 | Soils, Sediment and Sludge Testing: Phosphorus (Saturated Extract) | USDA Handbook No. 60
9352 | Soils, Sediment and Sludge Testing: Salinity | APHA 2520B
9353 | Soils, Sediment and Sludge Testing: Silica - SiO2 | ASTM C146
9354 | Soils, Sediment and Sludge Testing: Silica - Sulphate (Acid Soluble, Saturated Extract, Water Soluble) | BS 1377;P3, USDA handbook No. 60
9355 | Soils, Sediment and Sludge Testing: Temperature | APHA 2550B
9356 | Soils, Sediment and Sludge Testing: Total Coliform | APHA 9221B
9357 | Soils, Sediment and Sludge Testing: Total Nitrogen | Modified APHA 4500Norg B
9358 | Soils, Sediment and Sludge Testing: Total Organic Matter | MOOPAM-IV.4, ASTM D2974
9359 | Soils, Sediment and Sludge Testing: Total Soluble Salt | BS 1377-3: 11990, SL-052A
9360 | Soils, Sediment and Sludge Testing: Water Soluble Chloride Content, Acid Soluble Chloride Content | BS 1377: P3
9361 | Wastewater Testing: Ionic Balance | APHA 1030E
9362 | Wastewater Testing: Mixed Liquor Suspended Solids | APHA 2540D
9363 | Wastewater Testing: Mixed Liquor Volatile Suspended Solids | APHA 2540E
9364 | Wastewater, Potable and Seawater Testing: Acidity | APHA 2130B
9365 | Wastewater, Potable and Seawater Testing: Alkalinity (Total, Carbonate & Bicarbonate) & Alkalinity (Total, Carbonate & Bicarbonate, Hydroxide) | APHA 2320B
9366 | Wastewater, Potable and Seawater Testing: Ammoniacal Nitrogen | APHA 4500NH3 B&C, HACH 8155, APHA 4500NH3-H
9367 | Wastewater, Potable and Seawater Testing: Appearance | APHA 2110
9368 | Wastewater, Potable and Seawater Testing: Biochemical Oxygen Demand & Biochemical Oxygen Demand - Soluble | APHA 5210B
9369 | Wastewater, Potable and Seawater Testing: Carbon Dioxide | APHA 4500CO2 C
9370 | Wastewater, Potable and Seawater Testing: Chemical Oxygen Demand and Soluble Chemical Oxygen Demand | APHA 5220B, APHA 5220C, HACH 8000
9371 | Wastewater, Potable and Seawater Testing: Chloride Content | APHA 4110B, APHA 4500 Cl D, APHA 4500 Cl B, ASTM D512-12, HACH 8113,
9372 | Wastewater, Potable and Seawater Testing: Chlorine Residual (Free) | HACH 8021
9373 | Wastewater, Potable and Seawater Testing: Chlorine Residual (Total) | HACH 8167
9374 | Wastewater, Potable and Seawater Testing: Colour | HACH 8025, APHA 21020
9375 | Wastewater, Potable and Seawater Testing: Conductivity | APHA 2510B
9376 | Wastewater, Potable and Seawater Testing: Dissolved Oxygen | APHA 4500G, APHA 4500C
9377 | Wastewater, Potable and Seawater Testing: Dissolved Sulphide | APHA 4500S2-F
9378 | Wastewater, Potable and Seawater Testing: E. Coli | APHA 9221F, APHA 9223B, APHA 9222G, | ISO 17025
9379 | Wastewater, Potable and Seawater Testing: Easy Liberated Cyanide (Free) | APHA 4500 CN E, HACH 8027
9380 | Wastewater, Potable and Seawater Testing: Faecal Coliform | APHA 9221E, APHA 9222D | ISO 17025
9381 | Wastewater, Potable and Seawater Testing: Faecal Streptococci | APHA 9230C, HPA, W3 (BSEN ISO 7899-2)
9382 | Wastewater, Potable and Seawater Testing: Fixed and Volatile Solids Ignited at 550 deg C | APHA 2540E
9383 | Wastewater, Potable and Seawater Testing: Fluoride | HACH 8029, APHA 4110B,
9384 | Wastewater, Potable and Seawater Testing: Hardness (Calcium) | APHA 3500 Ca B, APHA 2340B
9385 | Wastewater, Potable and Seawater Testing: Hardness (Carbonate and Non-Carbonate) | APHA 2340B
9386 | Wastewater, Potable and Seawater Testing: Hardness (Total) | APHA 2340C, APHA 2340B
9387 | Wastewater, Potable and Seawater Testing: Hexavalent Chromium | HACH 8023
9388 | Wastewater, Potable and Seawater Testing: Magnesium, Magnesium (Hardness) | APHA 3500 Mg, ASTM D511-14, APHA 4500 Mg B
9389 | Wastewater, Potable and Seawater Testing: Nitrate | APHA 4110B, APHA 4500-NO3-1, HACH 8039, HACH 8192, HACH 8171
9390 | Wastewater, Potable and Seawater Testing: Nitrite | APHA 4110B, APHA 4500 NO2, HACH 8507
9391 | Wastewater, Potable and Seawater Testing: Nitrogen Kjeldhal (TKN) | APHA 4500Norg B
9392 | Wastewater, Potable and Seawater Testing: Odour | APHA 2150
9393 | Wastewater, Potable and Seawater Testing: Orthophosphate | HACH 8048
9394 | Wastewater, Potable and Seawater Testing: pH Value | APHA 4500 H+B, ASTM D1293-12
9395 | Wastewater, Potable and Seawater Testing: Phenols (Total) | HACH 8047
9396 | Wastewater, Potable and Seawater Testing: Phosphate | APHA 4110B
9397 | Wastewater, Potable and Seawater Testing: Phosphorus | APHA 4500-P B & F
9398 | Wastewater, Potable and Seawater Testing: Pseudomonas Aeruginosa | CCFRA 2.5.2, ISO 16266
9399 | Wastewater, Potable and Seawater Testing: Salinity | APHA 2520B, MOOPAM 1999-III.2.4
9400 | Wastewater, Potable and Seawater Testing: Silica - SiO2 | HACH 8185/8186
9401 | Wastewater, Potable and Seawater Testing: Sulfite as SO3 | APHA 4500 SO3B
9402 | Wastewater, Potable and Seawater Testing: Sulphate | APHA 4500SO42-C, APHA 4110B, ASTM D516-11, HACH 8051
9403 | Wastewater, Potable and Seawater Testing: Sulphide | APHA 4500 S2F, HACH 8131,
9404 | Wastewater, Potable and Seawater Testing: Sulphite | HACH 692
9405 | Wastewater, Potable and Seawater Testing: Temperature | APHA 2550B
9406 | Wastewater, Potable and Seawater Testing: Total Coliform | APHA 9221B, APHA 9222B, APHA 9223B | ISO 17025
9407 | Wastewater, Potable and Seawater Testing: Total Dissolved Solids | APHA 2540C, ASTM D5907-13, BS 1427:2009 Cl 5.4
9408 | Wastewater, Potable and Seawater Testing: Total Nitrogen | ASTM D5176
9409 | Wastewater, Potable and Seawater Testing: Total Solids | APHA 2540B
9410 | Wastewater, Potable and Seawater Testing: Total Suspended Solids | APHA 2540D
9411 | Wastewater, Potable and Seawater Testing: Turbidity | APHA 2130B, HACH 10047
9412 | Swell Pressure- Soil | ASTM D4546
9413 | Swelling Percentage- Soil | BS 1377-5:1190
9414 | Failure Analysis | N/A
9415 | Corrosion Testing - IGC Copper Sulphate Susceptibility to Intergranular Attack | ASTM G28 Method A, ASTM A262- Practice B, ASTM A262- Practice C, ASTM A262- Practice A | ISO 17025
9416 | Pitting and Crevice Corrosion | ASTM A923 Method C, ASTM G48- Method B, ASTM G48- Method C, ASTM G48- Method A | ISO 17025
9417 | Aggregate Crushing Value (ACV) | BS 812: Part 110 | ISO/IEC 17025:2005
9418 | Aggregate Impact Value (AIV) | BS 812: Part 112 | ISO/IEC 17025:2005
9419 | Air Content of Concrete | ASTM C231
9420 | Asphalt Extraction - Bitumen Content | ASTM D6307
9421 | Batch Plant Calibration - Concrete | ASTM C94
9422 | Bulk Density | ASTM C 29-07,BS 812 P2 6.3 1995 | ISO/IEC 17025:2005
9423 | California Bearing Ratio (CBR) | ASTM D 1883-05 BS 1377 P4 1990, AASHTO T193:2013 | ISO/IEC 17025:2005
9424 | Cement - Fineness | BS EN 196, ASTM C204
9425 | Cement - Soundness Test | BS EN 196-3: 2016
9426 | Chloride Diffusion - Concrete | NT Build 443
9427 | Chloride Migration - Concrete | NT Build 492:1999
9428 | Clay lumps and friable particle | ASTM C 142-2010, AASHTO T112-00 | ISO/IEC 17025:2005
9429 | Coating and Stripping | AASHTO T182
9430 | Concrete Mix Design | BRE/BSEN 206-1, ACI 211.1
9431 | Concrete Water Penetration (Cube) | DIN 1048:5
9432 | Core Drilling & Compressive Strength - Concrete | BSEN 12504, BS 1881, ASTM, BSEN 12390-3
9433 | Covermeter | BS 1881-204
9434 | Crack Depth Using Ultrasonic Velocity | BSEN 12504
9435 | Crack width using Pental Monocular | In-house method, ACI224.IR 93
9436 | Density and water absorption of Rock | CIRIA 154-83, ISRM
9437 | Density of fresh concrete | BS1881 P 107 BSEN 12350-6
9438 | Density of Hardened concrete | BS 1881 P 114,BSEN 12390-7, BSEN 1936 | ISO/IEC 17025:2005
9439 | Differential Temperature (Mass pour) monitoring - Concrete | CIRIA C577
9440 | Dimension - Masonry | BSEN 772-16
9441 | Dimension Stone - Modulus of Rupture | ASTM C99/C99M-09, BSEN 10545
9442 | Dimension Stone - Water Absorption & SG | ASTM C97/C97M-09 BSEN 10545
9443 | Dry Film Thickness (DFT) | ASTM D6132, D1400, D1186
9444 | Drying Shrinkage | BS 812 Part 120:1989
9445 | Effective Thickness - Concrete | ASTM C140/ACI 216.1
9446 | Electrical Resistivity | Miller box
9447 | Elongation Index | BS 812 105.2 1990, BSEN 933-4:08 | ISO/IEC 17025:2005
9448 | Field Density test - Soil | ASTM D 1556-15,BS 1377 P9
9449 | Flakiness Index | BS 812 105.1 1989,BSEN 933-3:12 | ISO/IEC 17025:2005
9450 | Flat and Elongated Particles - Aggregates | ASTM D4791-05
9451 | Fresh Concrete Bleeding | ASTM C232/C232M-09
9452 | Half Cell Potential to detect corrosion potential | ASTM C876
9453 | Hydrometer - Soil | ASTM D422
9454 | Initial & Final Setting Time - Cement | BS EN 196-3: 2016
9455 | In-situ (Anchor bolt/bar) | Civil 2015 MCT, Method A
9456 | Insitue CBR Test - Soil | BS 1377 P9 :1990
9457 | ISAT - Hardened Concrete | BS 1881-208
9458 | Lab Trial Mix - Fresh Concrete | BS 1881-125, BSEN 445
9459 | Light weight particles - Aggregates | ASTM C123:14
9460 | Linear Shrinkage | BS 1377:2
9461 | LL,PL,PI - Soil | ASTM D 4318-05,BS1377 P2 4.5,AASHTO T89:2013 & T90: 2016
9462 | Los Angeles Abrasion Testing | ASTM C131:2014, ASTM C535, AASHTO T96, BS EN 1097-2 | ISO/IEC 17025:2005
9463 | Loss of Stability | Asphalt Manual MS2
9464 | Marshall Stability | ASTM D6927-06
9465 | Masonry Flatness | BSEN 722-20
9466 | Masonry Units - % area of voids | BSEN 772-2
9467 | Masonry Units - Moisture Movement | BSEN 772-14
9468 | Material Finer than 0.075mm sieve (Clay, Silt & Dust) - Aggregates | ASTM C117. BS 812:Part 103,
9469 | Max/Min dry density- Soil | ASTM D4253 & D4254-16
9470 | Maximum Dry Density test/Proctor | ASTM D 1557 02,BS1377P4 1990, AASHTO T180:15, AASHTO T99 | ISO/IEC 17025:2005
9471 | Measurement of Dry film thickness | ASTM D 4138 -07a
9472 | MgSO4/ Na2SO4 Soundness - Aggregates | ASTM C88:2013, BS 812 Part 121:1989, AASHTO T104-99
9473 | Moisture Content | ASTM C 566-97,BS 812 P109, 1990 | ISO/IEC 17025:2005
9474 | Moisture Content - Soil | ASTM D2216, BS1377 P2 3.2.3
9475 | Net and Gross Dry Density | BSEN 772-12
9476 | Percentage Of Fractured Particles - Rocks | ASTM D5821-2013
9477 | Pile Integrity Testing - Concrete | ASTM D5882
9478 | Pull out testing of anchoring bars | In-house method, ACI224.IR 93, TP Civil 2046
9479 | Rapid Chloride Permeability | ASTM C1202-10, AASHTO T277
9480 | Refractory - Cold Crushing - Concrete | ASTM C133-97
9481 | Relative density and water absorption | ASTM C128-07, 127-07,BS 812 P2 5.3&5.5, BSEN 1097 Part 6:2000 | ISO/IEC 17025:2005
9482 | Resistance to Chemical | BSEN ISO 10545
9483 | Resistance to Crystallization | BSEN 12370, BRE Report
9484 | Resistance to Stains | BSEN ISO 10545-14
9485 | Rilem Porority - Concrete | RILEM CPC 11.1
9486 | Rock Grading | CIRIA C683
9487 | Sand Equivalent Value - Soil | ASTM D2419-14, AASHTO T176
9488 | Scratch Hardness of Surface | BS 6431
9489 | Screeh Resistance | BS 8204
9490 | Setting time of fresh concrete | ASTM C403
9491 | Shape Index - Aggregates | BSEN 933-4:2008
9492 | Shell Content | BS 812 P106: 1985, BSEN 933 Part 7 :1998
9493 | Sieve Analysis | ASTM D422-63,BS1377P2, 9.2&9.3, AASHTO T88:13 & T27:14 | ISO/IEC 17025:2005
9494 | Sieve Analysis fine &coarse AGG | ASTM C 136 14,117-04,BS 812 P103.1, BSEN 933 Part 1:2012 | ISO/IEC 17025:2005
9495 | Site Electrical Resistivity test (Wenner Configuration) | BS 1377: Part 9
9496 | Skid/Slip Resistance - Concrete | BS 7263-1, 1339, 1340, 7976
9497 | Slump test for fresh concrete | ASTM C143-05,BS 1881 P102 BSEN12350-2
9498 | Specific gravity - Soil | ASTM D 854-98, BS 1377P2 8.5
9499 | Surfce texture-Sand patch test | BS 598: Part 105
9500 | Temperature of fresh concrete | ASTM C 1064 BS 5328
9501 | Ten Percent Fines Value (TPF) - Aggregates | BS B12: Part 111
9502 | Theoretical Max.Specific Gravity&Density | ASTM D2041
9503 | Ultrasonic pulse velocity in concrete (UPV) | BS 1881 P 203, BSEN 12504 Part 4:2004
9504 | Unified Soil Classification system - Soil | ASTM D2427
9505 | Water Absorption | BSEN ISO 10545
9506 | Water Absorption | BS 1881-122
9507 | Water Absorption of paving Block - Concrete | BSEN 1338;2003(Annex E), ASTM C140, BSEN 772
9508 | Water Permeability - Concrete | BSEN 12390
9509 | Wetting & Drying | BRE Report No.141
9510 | Hardness and Microhardness Testing | ASTM E384, BSENISO 6507-1:2005EN 1043-2,ASTM E92 | ISO 17025
9511 | Mohs Hardness Testing | ISRM 85
9512 | Bend and Rebend Testing | BS 4449, ASTM A370 | ISO 17025
9513 | Bend Testing - Rebar - Deformed Bar | BS 4449:1988, ASTM A615/A615M-14,ASTM A 775/A775M- | ISO 17025
9514 | Breaking Strength and Load | BSEN 1338, 1339, 10545, 13748, 10545
9515 | Charpy Impact Testing | ASTM E23-12c, ASTM A370-17 | ISO 17025
9516 | Coating Weight Test | ASTM A90-, BS EN 10244-2
9517 | Compressive Strength | BS 1881 P116,BSEN 1290-3.2,ASTM C39-16 | ISO/IEC 17025:2005
9518 | Compressive Strength - Rocks | ISRM 85
9519 | Compressive Strength of Cement Grout | ASTM C109/109M:16a, ASTM C579-01, BS 1881-116, BSEN 12808
9520 | Compressive Strength of Masonry Unit - Concrete | BSEN 772 Part1:2011, OSI:1998, BS 6073, BS 6717, ASTMC140
9521 | Compressive Strength Test - Cement | BS EN 196-1: 2016, BS 6073-2, ISRM
9522 | Cross Weld Tensile Testing | ASME IX:, API 1104, AWS D1.1/D1.1M:,AWS D1.6/D1.6, EX-M-OP-MEC-MD001, DNV Rules pT2:2011, DNV-OS-F101, EN 895:, ISO 4136: | ISO 17025
9523 | Dimension Stone - Compressive Strength | ASTM C170/C170M-09, BSEN 10545
9524 | Dimension Stone - Flexural | ASTM C880/C880M-09
9525 | Direct Shear Test of Soil | BS 1377:7, ASTM D3080-04
9526 | Drop Breakage - Rocks | CIRIA 83/CUR Report 154
9527 | Flexural & Compressive Strength of Mortar - Concrete | BSEN 1015-11:1999, ASTM C109/C109M-16, ASTM C579
9528 | Flexural and Compressive Strength Test - Cement | BS EN 196-1: 2016, ASTM C78, BS 1881:118
9529 | Fracture Toughness Testing (CTOD) | ASME IX, API 1104: 20th Ed., AWS D1.1/D1.1M | ISO 17025
9530 | Joint Tensile - Coupled Rebar | ISO 15835-1, BSEN 1992-1 | Coupled Bar
9531 | Load Test - Proof Load | ISO 898-2, ASTM F606/F606m-
9532 | Macroexamination and microexamination | ASME IX:, API 1104: 20th Ed, AWS D1.1/D1.1M:, BSEN ISO 17639:, EX-M-OP-MET-MD006, ASTM E45, EN ISO945 | ISO 17025
9533 | Peel Test - Brazed Joint | ASME IX
9534 | Phase Balance | ASTM E562-, EX-M-OP-MET-MD008 | ISO 17025
9535 | Plate load Test- Soil | BS1377 Part 9: 1990, ASTM D1194:1993
9536 | Point Load Index - Rocks | ISRM 85
9537 | Pull off testing | ASTM D7234-05, BS 1881, BSEN 1542
9538 | Rebound Hammer test for Hardened concrete | BS 1881 P 202 , BSEN 12504 Part 2:2001
9539 | Ring Flattening | ASTM A370, API 5L | No
9540 | Shear Strength- Soil | BS 1377 P7: 1990
9541 | Structural load test | BS 8110: Part 2
9542 | Tensile Splitting Strength of paving Block - Concrete | BSEN 1338;2003(Annex F), BS 1881-117, BSEN 12390-6
9543 | Tensile Test - Bolt full Section | ASTM A370-17, ASTM F606/F606M-11, ISO 6892-1:2016, ISO 898-1:2009 | ISO 17025
9544 | Tensile Testing | BSEN ISO 6892-, ISO 898-1, ASTM E8/E8m-, ASTM A370- API 5L:2010, ASME IX, ASTMS A185, ASME II-C, , BS 2872, EN 895, BS 4449, ASTM A615/615M-, ASTM A775/775M-,ASTM A416/A416M-, BS 5896: | ISO 17025
9545 | Unconfined compressive strength- Soil | ASTM D2938-95, BS 1377:7:1190
9546 | Wedge Tensile - Fastener | ASTM A370, ASTM F606/F606M, ISO 6892-1
9547 | Grain Size | ASTM E112 (Comparison method only) | ISO 17025
9548 | On-Site Replication | N/A
9549 | Casting of Cylinders - Concrete | ASTM C 192-02
9550 | Cube casting - Concrete | BS 1881 P 108
9551 | Fresh concrete Sampling | BS 1881 P 101,ASTM C 31,BSEN 12350-1, ASTM C172M-10
9552 | 3A Dairy Testing - Sanitary Standard Test for Plastics & Elastomers | 3A Sanitary Standards 18 & 20; CM-08, CM-12 | ISO 17025
9553 | Ammonia Vapor Test / Stress Corrosion Cracking (SCC) | ASTM B858 | n/a
9554 | Chemical Compatibility/Chemical Exposure |  | n/a
9555 | Chemical Digestion |  | n/a
9556 | Combustion (LECO) | ASTM E1019; CA-06 | ISO 17025
9557 | Density & Interconnected Porosity of Powered Metal Alloys | ASTM B311, ASTM B328, ASTM B962, ASTM B963; CM-02; MPIF Std. 42, MPIF Std. 57; SAE J471d | ISO 17025
9558 | Density Determination - Polymers | ASTM D792 | ISO 17025
9559 | Determination of Moisture by Karl Fisher Reaction (Coulometric only, NOT Volumetric Determination) - Temporarily out of service | ASTM D6869, ASTM E1064; PA-29 | ISO 17025
9560 | Energy Dispersive Spectroscopy (EDS) (Elemental Mapping, Coating Identification) | MA-15 | ISO 17025
9561 | Filler Reinforcement - Ignition Loss | ASTM D2584 | ISO 17025
9562 | Fourier Transform Infrared Spectroscopy (FTIR) (Qualitative) | ASTM E334, ASTM E573, ASTM E1252; PA-01 | ISO 17025
9563 | HPLC (High Performance Liquid Chromatography) - *NOT HPLC-MS* | Ford 01.12-L-10661, GMW 15635, ISO 12219-2 | ISO 17025
9564 | Ion Detection/Ion Selective Electrode (ISE) |  | n/a
9565 | Lead (Pb) Content in Products, Toys, and Consumer Goods (Including Jewelry) using ICP-OES | CPSC-CH-E1001-08.2, CPSC-CH-E1002-08.2 | ISO 17025, CPSC
9566 | Lead (Pb) in Paint and Other Similar Surface Coatings (using ICP-OES) | CPSC-CH-E1003-09, CPSC-CH-E1003-09.1 | ISO 17025, CPSC
9567 | Liquid Injection (LI) Gas Chromatography/Mass Spectrometry (GC/MS) - Determination of Phthalates | CPSC-CH-C1001-09.3; GB/T 22048-2008 | ISO 17025, CPSC
9568 | Melt Flow Rate/Resin Flow (MFR/MFI) | ASTM D1238 (Method A & B); PA-30 | ISO 17025
9569 | Mercurous Nitrate Testing | ASTM B154 | n/a
9570 | Optical Emission Spectroscopy (OES) | ASTM E415, ASTM E1086, ASTM E1251; CS-05 | ISO 17025
9571 | pH Measurement of Aqueous Solutions With the Glass Electrode (Electrochemical) | ASTM E70 | ISO 17025
9572 | Portable X-ray Fluorescence Spectroscopy (XRF) - Positive Material ID (PMI) | ASTM E1476; CM-13 | ISO 17025
9573 | Resistance to Chemical Reagents and Fluids | ASTM D471, ASTM D543, ASTM D896, ASTM D1308; GMW14333, GM9500P, GM9501P; PA-11 | ISO 17025
9574 | RoHS (Restriction of Hazardous Substances) - Lead, Mercury, Cadmium, Hexavalent Chromium, Polybrominated Biphenyls (PBB), Polybrominated Diphenyl Ethers (PBDE), Bis(2-Ethylhexyl) phthalate (DEHP), Benzyl butyl phthalate (BBP), Dibutyl phthalate (DBP), Diisobutyl phthalate (DIBP) |  | n/a
9575 | Solvent Resistance Rub Test - MEK Resistance | ASTM D4752, ASTM D5402; GM9509P; PC-14 | ISO 17025
9576 | Spectroscopy - Inductively Coupled Plasma (ICP) | CS-3 | ISO 17025
9577 | Volatile Organic Compound (VOC) and Semi-Volatile Organic Compound (SVOC) | GMW15634; PA-31 | ISO 17025
9578 | Volume Swell |  | n/a
9579 | Water Immersion / Water Absorption - Plastics & Coatings | ASTM D570, ASTM D870; GM9514P; PA-9 | ISO 17025
9580 | Chip Resistance (Gravelometer) | ASTM D3170; GMW14700, GM9508P; SAE J400 | ISO 17025
9581 | Coating Flexibility - Mandrel Bend & T-Bend | ASTM D522, ASTM D4145 | ISO 17025
9582 | Coating Gloss Evaluation | ASTM D523, D2457 | ISO 17025
9583 | Coating Impact Testing | ASTM D2794 | ISO 17025
9584 | Coating Pull Off Strength **See Limitations** | ASTM D4541 | ISO 17025
9585 | Paint & Plastic Coating Adhesion Testing | ASTM D3359; Ford FLTM BI 106-01; GM9071P | ISO 17025
9586 | Paint Failure Analysis |  | n/a
9587 | Plating Adhesion Strength Testing | ASTM B571 | ISO 17025
9588 | Plating/Coating Thickness | ASTM B244, ASTM B487, ASTM B499, ASTM D1005, ASTM D1186, ASTM D7091 | ISO 17025
9589 | Thin Film Coating Analysis (Nanocoating) |  | n/a
9590 | Weight of Coatings | ASTM A90, ASTM A428, ASTM B137, ASTM B767; CM-01; ISO 3892 | ISO 17025
9591 | Corrosion Consulting - Why something corroded, how to prevent corrosion, etc. | n/a | n/a
9592 | Expert Witness Services |  | n/a
9593 | Failure Analysis / Failure Evaluation | ASM Handbook Volume 11 | ISO 17025
9594 | Failure Analysis / Failure Evaluation | AMS Handbook Volume 11 | ISO 17025
9595 | Finite Elemental Analysis (FEA) Simulation |  | n/a
9596 | Fixture Design and Build |  | n/a
9597 | Fixture Design and Manufacturing |  | n/a
9598 | Geotechnical Engineering Services |  | n/a
9599 | IAPMO Compliance Testing |  | n/a
9600 | ICC Compliance Testing |  | n/a
9601 | Independent Auditing Services |  | n/a
9602 | Manufacruting Process Evaluation |  | n/a
9603 | On-site Failure Analysis |  | n/a
9604 | Product Design Evaluation |  | n/a
9605 | Reverse Engineering & Deformulation |  | n/a
9606 | Third Party Inspections |  | n/a
9607 | Weld Failure Analysis |  | n/a
9608 | Accelerated Weathering - Fluorescent (QUV) | ASTM G147, ASTM G151, ASTM G154, ASTM D4329, ASTM D4587, ASTM D4674, ASTM D5208; SAE J2020 | ISO 17025
9609 | Accelerated Weathering - Xenon Arc | ASTM D2565, ASTM D4355, ASTM D4459, ASTM D5071, ASTM D6551, ASTM D6695, ASTM D7869, ASTM G155; GM9327P; SAE J2412, SAE J2527 | ISO 17025
9610 | Corrosion Resistance - Susceptibility, Dezincification Resistance | ASTM G48; ISO 6509 | ISO 17025
9611 | Corrosion Resistance for Deformed and Plain Stainless Steel Bars for Concrete Reinforcement | ASTM A955 | n/a
9612 | Cyclic Corrosion Testing - Copper Accelerated Acetic Acid-Salt Spray (CASS) | ASTM D5894, ASTM G85 (A2, A3, A5); GM9540P, GM9505P; GMW14124, GMW14872; SAE J2334; PC-12 | ISO 17025
9613 | Immersion Corrosion Testing | ASTM NACE / ASTM G31 | ISO 17025
9614 | Intergranular Corrosion Resistance (IGC) | ASTM A262 (Practice A & E), ASTM A763, ASTM G28; RR6 | ISO 17025
9615 | Post-Corrosion Exposure Evaluations (rusting, blistering, scribed/non-scribed, corrosion creepback) | ASTM D610, ASTM D714, ASTM D1654, GM9102P, GMW15282 | ISO 17025
9616 | Salt Spray Testing (Salt Fog) - Copper Accelerated Acetic Acid-Salt Spray (CASS) | ASTM B117; ISO 9227; ASTM G85 (A1, A2, A3, A5) | ISO 17025
9617 | Scab Corrosion Testing | GMW15288, GM9511P | ISO 17025
9618 | Automotive Environmental Cycling | GMW14124; PC-15 | ISO 17025
9619 | Environmental Conditioning | PC-12 | ISO 17025
9620 | Environmental Stress Cracking (ESC) |  | n/a
9621 | Harley Davidson Supplier Qualification Testing |  | n/a
9622 | Heat Aging | ASTM D573, ASTM D3045; PA-08, PA-10 | ISO 17025
9623 | Humidity Testing/Humidity / Water Fog Testing | ASTM D1735, ASTM D2247, ASTM D4585; GM14729; PC-12 | ISO 17025
9624 | Lead Free Solder Testing |  | n/a
9625 | Light Absorption / Sensitivity (UV spectrophotometry - Transmittance spectrum / Absorption spectrum) |  | n/a
9626 | Thermal Exposure / Temperature Cycling |  | n/a
9627 | Water Vapor Transmission | ASTM E96 (Desiccant Method); PA-07 | ISO 17025
9628 | Axial Tensile, Wedge Tensile and Proof Load - Fasteners | ASTM F606, ASTM F606M; SAE J429, SAE J995, SAE J1199 | ISO 17025
9629 | Custom Component Fatigue Testing (Cycling) | ASTM E10 | ISO 17025
9630 | Hardness Testing - Welded Samples | API STD 1104; AWS B4.0, AWS D3.6M, AWS D8.9M, AWS D14.3; BS EN ISO 14271, BS EN ISO 15614-1, BS EN ISO 15614-12; MIL-STD-248D; NAVSEA S9074-AQ-GIB-010/248 | ISO 17025
9631 | Knoop & Vickers Microhardness Testing | ASTM B578, ASTM E384; BS EN 9015-1, EN 9015-2; ISO 6507-1 | ISO 17025
9632 | Leeb Hardness Testing | ASTM A956 | ISO 17025
9633 | Macro Vickers Hardness Testing | ASTM A1038, ASTM E92, ASTM E384; BS EN 9015-1; ISO 6507-1; MT-09 | ISO 17025
9634 | Pencil Hardness Testing | ASTM D3363 | ISO 17025
9635 | Rockwell Hardness Testing | ASTM D785, ASTM E18, ASTM F606; SAE J429, SAE J995 | ISO 17025
9636 | Shore Durometer Hardness | ASTM D2240 | ISO 17025
9637 | Ultrasonic Contact Impedance Hardness Testing |  | n/a
9638 | 3 Point Bend Creep Testing of Plastics |  | n/a
9639 | Adhesive Bond Strength | ASTM D1002, ASTM D1004, ASTM D3163, ASTM D3165, ASTM D3528, ASTM D5868 | ISO 17025
9640 | Bend Testing | ASTM E290 | ISO 17025
9641 | Bend Testing - Welded Samples | API STD 1104; AWS B2.1, AWS B2.2, AWS B4.0, AWS D1.1, AWS D1.2, AWS D1.5, AWS D3.6M, AWS D14.1, AWS D14.3, AWS D14.4, AWS D14.5, AWS D14.6, AWS D17.1, AWS D18.1; ASME Sec. IX; ISO 5173, ISO 15614-1, ISO 15614-12, ISO 15614-13; ISO 9602-1, ISO 9602-2, ISO 15614-2; MIL-STD-248D; NAVSEA S9074-AQ-GIB-010/248 | ISO 17025
9642 | Braided Cable Fatigue Testing |  | n/a
9643 | Break Testing (Fillet Weld) | API STD 1104; ASME Sec. IX; AWS B4.0, AWS D1.1, AWS D1.2, AWS D3.6M, AWS D14.1, AWS D14.3, AWS D14.4, AWS D14.5, AWS D14.6, AWS D17.1; ISO 9602-1, ISO 9602-2; MIL-STD-248D; NAVSEA S9074-AQ-GIB-010/248 | ISO 17025
9644 | Charpy Impact Testing | ASTM A370, ASTM E23; ISO 148-1 | ISO 17025
9645 | Coefficient of Friction Testing | ASTM D1894 | ISO 17025
9646 | Compressive Properties (Compression Testing) - Rubbers/Plastics | ASTM D575, ASTM D695, ASTM D395 (Method B) | ISO 17025
9647 | Crack Growth of Plastics & Rubbers |  | n/a
9648 | Creep Testing |  | n/a
9649 | Custom Component Fatigue Testing (Cycling) | ASTM E466, Internal SOP | ISO 17025
9650 | Custom Fatigue Lifecycle Testing for Component Durability and Endurance Testing |  | n/a
9651 | Custom Load Testing |  | n/a
9652 | Double Lap Shear - Static and Fatigue |  | n/a
9653 | Double Notched Charpy Impact Testing | ISO 11542-2 | n/a
9654 | Drop Impact Testing |  | n/a
9655 | Falling Dart Impact Testing |  | n/a
9656 | Fasteners — Torque/clamp force testing | ISO 16047 | ISO 17025
9657 | Fatigue Testing - Plastics, Rubbers and Elastomers | ASTM D4482 | n/a
9658 | Flexural Properties (Flexure Testing) - Plastics | ASTM D790 | ISO 17025
9659 | High Cycle, Force Controlled Fatigue Testing | ASTM E466 | ISO 17025
9660 | Hydrogen Embrittlement | ASTM F606; SAE J1237; USCAR 51, USCAR 52 | ISO 17025
9661 | Impact Testing - Welded Samples | AASHTO/AWS D1.5, AWS D14.1, AWS D14.6; ASME Sec. IX; AWS D1.1, AWS D3.6M, AWS D17.1; BS EN ISO 9016; DIN EN 1992-1-1/NA; MIL-STD-248D; NAVSEA S9074-AQ-GIB-010/248 | ISO 17025
9662 | Index Puncture Resistance of Geomembranes | ASTM D751 | n/a
9663 | IZOD Impact Testing | ASTM D256 (Methods A, C, D, E) | ISO 17025
9664 | Lap Shear - Static and Fatigue |  | n/a
9665 | Multiaxial Impact Testing (Dynatup Impact / Puncture Properties Testing) | ASTM D3763 | ISO 17025
9666 | Palmqvist Fracture Test | ISO 28079 | n/a
9667 | Peel & Chisel Testing - Welded Samples | ISO 10447 | ISO 17025
9668 | Plastic Strain Ratio (r-value) - Sheet Metal | ASTM E517 | ISO 17025
9669 | Printed Circuit Board Failure Analysis (PCB) |  | n/a
9670 | Product Durability Testing |  | n/a
9671 | Product Reliability Testing |  | n/a
9672 | Repeated Cycling Torque Testing and Torsion Testing – Fatigue and Static |  | n/a
9673 | Residual Stress - Strain Gage Technique (Destructive Test) | ASTM E837 | n/a
9674 | Residual stress determination by sectioning/hole drilling with strain gauges |  | n/a
9675 | Rubber O-Ring Tensile Testing | ASTM D1414 | ISO 17025
9676 | Shear Testing - Welded Samples | AWS B2.1, AWS B2.2, AWS B3.6M, AWS B4.0, AWS D8.9M, AWS D17.2/17.2M; ASME Sec. IX; EN ISO 14273; ANSI/AWS C3.2, ANSI/AWS D1.2, ANSI/AWS D1.3 | ISO 17025
9677 | Specific Gravity |  | n/a
9678 | Strain Gaging | ASTM E1237; AM-04 | ISO 17025
9679 | Strain-Hardening (n-value) | ASTM E646 | ISO 17025
9680 | Taber Abrasion Testing | ASTM D3389, ASTM D4060, ASTM D6037; GM9515P; ISO 9352 | ISO 17025
9681 | Tape Peel Adhesion | ASTM D3330/D3330M | ISO 17025
9682 | Tape Tensile Strength and Elongation | ASTM D3759/D3759M (Except Procedure B) | ISO 17025
9683 | Tear Strength Testing - Rubber | ASTM D624 | ISO 17025
9684 | Tensile Testing - Welded Samples | ANSI/AASHTO/AWS D1.5; ANSI/AWS D1.4, ANSI/AWS D14.1, ANSI/AWS D14.4, ANSI/AWS D14.5, ANSI/AWS D14.6, ANSI/AWS D15.1; API STD 1104; ASME Sec. IX; ASTM A488; AWS B2.1, AWS B2.2, AWS B4.0, AWS D1.1, AWS D3.6M, AWS D8.9M, AWS D14.3, AWS D17.1/D17.1M, AWS D18.1; DIN EN ISO 8496; ISO 1002, ISO 4136, ISO 9606-2, ISO 15614-1, ISO 15614-2, ISO 15614-12; MIL-STD-248D; NAVSEA S9074-AQ-GIB-010/248 | ISO 17025
9685 | Tension (Tensile) Testing - Metals (Ambient & Elevated ETT) | ASTM A370, ASTM B557, ASTM B557M, ASTM E8/E8M; ISO 6892-1:2009 | ISO 17025
9686 | Tension (Tensile) Testing - Plastics/Polymers | ASTM D638, ASTM D882, ASTM D1004; PM-09, PM-11 | ISO 17025
9687 | Tension (Tensile) Testing - Rubber | ASTM D412 | ISO 17025
9688 | Torque Clamp Load Testing for Friction Coefficients and Angle Measurement |  | n/a
9689 | Torque Tension Testing | ISO 16047 | n/a
9690 | U-Joint Testing (Torsional Plane) |  | n/a
9691 | Aluminum Casting Evaluation |  | n/a
9692 | Carburization / Depth of Decarburization / Case Depth | SAE J423 | ISO 17025
9693 | Case Depth | SAE J423 | ISO 17025
9694 | Coating Thickness | ISO 1463, ISO 2808 | ISO 17025
9695 | Depth of Decarburization | ASTM E1077, ASTM E883; SAE J121, SAE J121M | ISO 17025
9696 | Depth of Decarburization | ASTM F2328, ISO 898-1 | ISO 17025
9697 | Digital Microscopy |  | n/a
9698 | Evaluation of Grinder Induced Defects | MA-12 | ISO 17025
9699 | Fractography | Various | ISO 17025
9700 | Fractography |  | n/a
9701 | Glass Fiber Length Determination |  | n/a
9702 | Glass Testing | n/a | n/a
9703 | Grain Size Evaluation | ASTM E112, ASTM E883 | ISO 17025
9704 | Inclusion Content / Rating | ASTM E45 (Method A), ASTM E883 | ISO 17025
9705 | Macroetch - Welded Samples | ANSI/AASHTO/AWS D1.5; ANSI/AWS D1.2, ANSI/AWS D1.4, ANSI/AWS D14.1, ANSI/AWS D14.4, ANSI/AWS D14.5, ANSI/AWS D14.6, ANSI/AWS D15.1; API STD 1104; ASME Sec. IX; AWS B2.1, AWS B2.2, AWS D1.1, AWS D3.6M, AWS D14.3, AWS D17.1/D17.1M; BS EN ISO 15614-1, BS EN ISO 15614-2; DIN EN ISO 17639; ISO 9606-1, ISO 9602-2, ISO 15614-2; MIL-STD-248D; NAVSEA S9074-AQ-GIB-010/248 | ISO 17025
9706 | Macroetching | ASTM E340, ASTM E381 | ISO 17025
9707 | Metallographic Evaluation - Welded Samples | ASME Sec. IX; AWS D1.1, AWS D8.9M, AWS D17.1/D17.1M, AWS D17.2/17.2M; BS EN ISO 15614-1, BS EN ISO 15614-2, BS EN ISO 15614-12; DIN EN ISO 17639 | ISO 17025
9708 | Metallographic Sample Preparation: Polishing, Specimen Cutting, Sectioning, Mounting | ASTM E3; MA-08 | ISO 17025
9709 | Microetching | ASTM E407 | ISO 17025
9710 | Microstructure Evaluation | ASTM A247, ASTM E883 | ISO 17025
9711 | On-Site Metallographic Testing: Grain Size, Macroetching, Hardness, Replication Metallography |  | n/a
9712 | Optical Microscopy |  | n/a
9713 | Replication Metallography |  | ISO 17025
9714 | Scanning Electron Microscopy (SEM/EDS) (Fracture Mode Characterization) | MA-14, ASTM E1508 | ISO 17025
9715 | Surface Finish / Surface Roughness (Profilometer/Profilometry) |  | n/a
9716 | Liquid Penetrant Inspection (PT) *See Limitations* |  | n/a
9717 | Magnetic Particle (MT) *See Limitations* |  | n/a
9718 | Conditioning Plastics for Testing | ASTM D618 | ISO 17025
9719 | Differential Scanning Calorimetry (DSC) - Glass Transition Temperature, Melting Point, Recrystallization, Transition Temperatures, Melting Temperature, and Enthalpies of Fusion and Crystallization; Specific Heat Capacity | ASTM D3418, ASTM E793, ASTM E794, ASTM E1356; PA-06, ASTM E2602, ASTM E1269, ASTM E1952 | ISO 17025
9720 | Dynamic Mechanical Analysis (DMA) - three point bend, single cantilever bend, and dual cantilever bend methods |  | n/a
9721 | Oxidative Stability / Induction Time (using Differential Scanning Calorimetry - DSC) | ASTM D3895, ASTM E1858, PA-14 | ISO 17025
9722 | Specific Heat by DSC | ASTM E1269, ASTM E2716 | ISO 17025
9723 | Thermal Analysis - Thermomechanical Analysis (TMA) - Measures: Coefficient of thermal expansion (CTE), coefficient of linear thermal expansion (CLTE), bulk expansion, softening point, glass transition temperature (Tg), heat deflection point, etc. | ASTM E831, ASTM E1545 | n/a
9724 | Thermal Analysis of Polymers |  | n/a
9725 | Thermal Diffusivity | ASTM E1952-17, ASTM E1461 | ISO 17025
9726 | Thermal Expansion | ASTM E831, ASTM E228 | ISO 17025
9727 | Thermogravimetric Analysis (TGA), including Decomposition Kinetics (Linear Thermal Expansion & Glass Transition Temperature) - Thermomechanical Analysis (TMA) | ASTM E831, ASTM E1545; PA-22, ASTM E1131, ASTM E1641 | ISO 17025
9728 | Categorisation of alloys PMI (Positive Material Identification) | Documented In-House Method | ISO 17025
9729 | Infrared (IR) fingerprinting / Scanning |  | ISO 17025
9730 | Measurement of Specular Gloss | ISO 2813
9731 | Abrasion Resistance ASTM D 4060 | ASTM D4060 | ISO 17025
9732 | Accelerated Weather QUV A340 Spray |  | ISO 17025
9733 | Accelerated Weather QUV A340, B313 & 351 |  | ISO 17025
9734 | Accelerated Weather Xenon Arc |  | ISO 17025
9735 | Application Programs |  | ISO 17025
9736 | Application Witnessing |  | ISO 17025
9737 | Ash content |  | ISO 17025
9738 | Atmospheric Atlas Cell test |  | ISO 17025
9739 | Cathodic Disbondment |  | ISO 17025
9740 | Cathodic Disbondment (Impressed Current) |  | ISO 17025
9741 | Chemical Immersion - ambient |  | ISO 17025
9742 | Chemical Immersion - elevated temperature |  | ISO 17025
9743 | Chemical Spot Tests |  | ISO 17025
9744 | Coating Adhesion (pull-off) |  | ISO 17025
9745 | Coating Hardness |  | ISO 17025
9746 | Coating Microhardness (Vickers) |  | ISO 17025
9747 | Coating Thickness (DFT) |  | ISO 17025
9748 | Conical and Cylindrical Mandrel flexibility |  | ISO 17025
9749 | Corrosion Creep Measurement |  | ISO 17025
9750 | Density |  | ISO 17025
9751 | Dimensional Stability |  | ISO 17025
9752 | Edge Retention |  | ISO 17025
9753 | ETAG 018-2 |  | ISO 17025
9754 | Field Inspection |  | ISO 17025
9755 | Flexibility |  | ISO 17025
9756 | FTIR |  | ISO 17025
9757 | Gloss |  | ISO 17025
9758 | Heat Resistance |  | ISO 17025
9759 | Holiday Detection |  | ISO 17025
9760 | Hot Water Immersion |  | ISO 17025
9761 | Humidity Resistance |  | ISO 17025
9762 | Impact Resistance |  | ISO 17025
9763 | Indentation |  | ISO 17025
9764 | Interface Contamination |  | ISO 17025
9765 | Lap Shear |  | ISO 17025
9766 | Microscopic Exam NACE RP 0394 | NACE RP 0394 | ISO 17025
9767 | Moisture Content |  | ISO 17025
9768 | Non-Volatile content by Mass |  | ISO 17025
9769 | Norsok Pre-Qual (M501) |  | ISO 17025
9770 | Peel Test |  | ISO 17025
9771 | Pencil Hardness |  | ISO 17025
9772 | Penetration |  | ISO 17025
9773 | Pigment Content |  | ISO 17025
9774 | Porosity |  | ISO 17025
9775 | Rust Creepage |  | ISO 17025
9776 | Salt Spray Testing |  | ISO 17025
9777 | Salt Spray Testing CCT (Prohesion) |  | ISO 17025
9778 | Seawater Immersion |  | ISO 17025
9779 | Solvent Resistance |  | ISO 17025
9780 | Surface Roughness Blast Profile |  | ISO 17025
9781 | Thermal Ageing |  | ISO 17025
9782 | V/X-cut adhesion |  | ISO 17025
9783 | Visual examination |  | ISO 17025
9784 | Volatile Content |  | ISO 17025
9785 | Volume Solids |  | ISO 17025
9786 | Water Vapour Transmission |  | ISO 17025
9787 | Wet Paint Specific Gravity |  | ISO 17025
9788 | Failure Analysis |  | ISO 17025
9789 | Chemical immersion | ISO 2812-1 | ISO 17025
9790 | Crevice & Pitting Corrosion | ASTM G48-11 Method A | ISO 17025
9791 | Hot Water Immersion Corrosion Testing | ASTM D6943 | ISO 17025
9792 | Intergranular Corrosion Testing (IGC/IGA) | ASTM A262-15 Practise A,B,C,E; ASTM G28-02(2015) Method A; ISO 3651 | ISO 17025
9793 | Isothermal immersion; standard atlas cell testing | NACE TM0174 | ISO 17025
9794 | Salt Spray Testing | ASTM B117 | ISO 17025
9795 | Brinell Hardness Testing (on-site testing available) | ASTM E10-15a, BS EN ISO 6506-1:2014 | ISO 17025
9796 | Rockwell Hardness Testing (on-site testing available) | BS EN ISO 6508-1:2016, ASTM E18-16 | ISO 17025
9797 | Vickers Hardness Testing (on-site testing available) | ASTM E384-11, BS EN ISO 6507-1:2005 | ISO 17025
9798 | Adhesion Dolly Test​ |  | ISO 17025
9799 | Bend Testing | BS EN ISO 7438:2016, ASTM A370-12, DNV-OS-F101 Oct 2010 | ISO 17025
9800 | Charpy Impact Testing | BS EN ISO 148-1:2016; ASTM E23-12c | ISO 17025
9801 | Crack Tip Opening Displacement - CTOD | n/a | ISO 17025
9802 | Fracture Toughness Testing | BS 7448-1.1991 , BS7448-2.1997 (withdrawn), BS EN ISO 15653:2010 | ISO 17025
9803 | Lateral Expansion and Percent shear | ASTM E23-16b | ISO 17025
9804 | Ring Flattening | BS EN ISO 8492:2013, ASTM A370-16, ASTM A530/A530M-12 | ISO 17025
9805 | Shear Testing | ASTM A264-12, ASTM A265-12 | ISO 17025
9806 | Small Scale straining (Simulated Reeling) | Documented in house methods | ISO 17025
9807 | Taber Abrasion Testing | ASTM D4060 | ISO 17025
9808 | Tensile Testing (Ambient & Elevated Temperature) | BS EN ISO 6892-1:2016, ASTM E8/E8M-16a, ASTM A370-16, DNV-OS-F101 Aug 2010, BS EN ISO6892-2:2011, BS EN 10164:2004, ASTM A770/A770M-03(2012) | ISO 17025
9809 | Grain size (comparison method) | ASTM E112-12 | ISO 17025
9810 | Inclusion content | ASTM E45-13 Method A and D | ISO 17025
9811 | Macro and micro examination | API Std 6A718 2nd edition 2009 | ISO 17025
9812 | Microstructral examination | Documented In-House Method | ISO 17025
9813 | Scanning Electron Microsopy (SEM) / Energy Dispersive Spectroscopy (EDS-EDX) | ASM Handbook, Vol. II; ASTM E1508 | ISO 17025
9814 | Volume Fraction | ASTM E562-11 | ISO 17025
9815 | Nital Etch | AMS 2649 | ISO 17025
9816 | Specimen Heat Treatment |  | ISO 17025
9817 | Tg by DSC |  | ISO 17025
9818 | Thermal Analysis - Differential Scanning Calorimetry (DSC) - Used to measure: glass transition temperature (Tg), crystallization temperature (Tc), and melting temperature or melting point; crystallinity, curing, Oxidative Induction Time (OIT), specific heat capacity, etc. |  | ISO 17025
9819 | Weld Testing: Bend, Fracture, Hardness, Macro, Micro | API 5L 45th Edition 2010, API 1104 (2st Edition)2013, BS EN 287:Part 1:2011 (withdrawn), BS EN ISO 9606-2:2004, BS EN ISO 15614-1:2004+A2:2012, BS EN ISO 15614-2:2005, BS EN ISO 9015-1:2011, BS EN ISO 9016:2012, BS EN ISO 4136:2012, BS EN ISO 5173:2010+A1:2011, BS EN 1320:1997, BS 4515-1:2009, BS 4515-2:1999, ASME IX :2015, AWS D1.1/D1.1M-10, BS EN ISO 17639:2013 | ISO 17025
9820 | Combustion Analysis (Inert Gas Fusion Conductivity/Infrared Detection Method) | ASTM E1019, ASTM E1447, ASTM E1409 | ISO 17025, GE S400
9821 | Debris Analysis | Customer Protocols | n/a
9822 | Mercurous Nitrate Test | ASTM B154 | n/a
9823 | Mercury Free Analysis | MIL-STD-767C, MIL-STD-2041 | ISO 17025
9824 | Optical Emission Spectroscopy (OES) | ASTM E415, ASTM E1086, ASTM E1251 | ISO 17025, Nadcap AC7101/2
9825 | Spectro analysis (chemistry) of weld |  | ISO 17025
9826 | Coating Adhesion Testing | AMS 2400, AMS 2416H, AMS 2411E; AMS QQ P-416F; ASTM B571 (Sec. 4, 5, 8, 9, 13); GM 9071, GM 9102, GM 9506; GMW 14829, GMW 15282; SAE J207 | ISO 17025
9827 | Coating Smut Testing | GM 4347M (Sec. 3.7) | ISO 17025
9828 | Coating Weight | ASTM A90, ASTM B137; MIL-DTL-16232g (Sec. 4.7.2) | ISO 17025
9829 | Failure Analysis | Internal SOP | ISO 17025
9830 | Corrosion Resistance (IGA) | ASTM A262 (Practice A, E), ASTM G1, ASTM G46; GE E50YP11; PWA E50 | ISO 17025, Nadcap AC7101/4
9831 | Salt Spray Testing (Salt Fog) | ASTM B117, ASTM D1654; NASM 1312-1 | ISO 17025, Nadcap AC7101/6
9832 | Dimensional Inspection (external thread gauging, internal thread gauging, length, radii, angles, head height, depths) | ANSI/ASME B1.2, ANSI/ASME B1.3 (system 21); FED-STD-H28-20A; MIL-S-7742; IFI 138; MIL-STD-120 | ISO 17025
9833 | Blind Rivet Testing | IFI 114, 520 | ISO 17025
9834 | Breaking Strength of Full-size Eyebolts | ASTM A489, ASTM A541 | ISO 17025
9835 | Direct Tension Indicator - Compression Testing | ASTM F959 | ISO 17025
9836 | Double Shear Testing - Fasteners | ANSI/ASME B18.8.2; AS 7207; ASTM B565; IFI 135; MIL-P-10961, MIL-R-5674; NASM 1312-13; SAE J496 | ISO 17025
9837 | Drive Test & Torque Testing - Screws | ANSI/ASME B18.6.4, ANSI/ASME B18.6.5M; DIN 7500-1; Ford ESS-M1A160A; GM6010M (Sec. 4.4, 4.5), GM6170M (Sec. 4.6), GM6171M (Sec.4.6), GM6172M (Sec. 4.6); SAE J78, SAE J81, SAE J933, SAE J1237 | ISO 17025
9838 | Fastener Tensile Testing - Axial & Wedge | ASTM A370, ASTM F541, ASTM F606; GM455M (Sec. 5.3), GM500M (Sec. 5.4), GM6171M (Sec. 4.4); ISO 898-1; NASM 1312-8; SAE J429; DIN 275-11; GM455M (Sec. 5.4), GM500M (Sec. 5.5); ISO 898-5; GM255M, GM275M, GM280M, GM290M, GM300M | ISO 17025
9839 | Proof Load Testing (Cone Strip, External Threads, Internal Threads, Eyebolts) | ASTM A194, ASTM F606, ASTM F812; SAE J122; ANSI B18.16.1M; ASTM A370; GM455M (Sec. 5.2), GM500M (Sec. 5.3); ISO 898-1, ISO 898-5; SAE J429, SAE J1216; ASTM A489, ASTM F541; DIN 267-4; GM510M (Sec. 6.1); IFI 100/107; ISO 898-2; SAE J995, SAE J1965 | ISO 17025
9840 | Single Shear Testing - Fasteners | ASTM F606; NASM 1312-20 | ISO 17025
9841 | Torque Testing - Fasteners (Locking Torque, Prevailing Torque, Recess Torque, Socket Strength, Torque Tension, Wrenching Torque) | IFI 525; MIL-F-18240; NASM 25027; ANSI/ASME B18.16.1M; DIN 267-15; GM9092P; IFI 100/107, IFI 101, IFI 124, IFI 125; IFI 107; ISO 898-5; MIL-N-45913; MIL-B-87114; NASM 1312-25; AASHTO M164; ASTM A325, ASTM A325M, ASTM F880M, ASTM F912, ASTM F912M; ISO 898-5; DIN 267-11; ISO 3506; SAE J1237; NASM 1312-31; FORD ES M1A160A; IFI 101; NASM 1312-15; SAE J174, SAE J1965; MIL-N-873; NASM 1312-31, NASM 25027 | ISO 17025
9842 | Washer Testing (Twist, Temper, Free Height, Interlinking, Hydrogen Embrittlement, Compressive Load, Permanent Load, Permanent Set) | ASME B18.21.1; DIN 267-26, DIN 6799; FF-W-84A, FF-W-92, FF-W-100; MIL-W-12133; SAE J238, SAE J773 | ISO 17025
9843 | Microhardness Testing | ASTM E384; NASM 1312-6 | ISO 17025, Nadcap AC7101/4, Sikorsky
9844 | Rockwell Hardness Testing | ASTM E18, ASTM F606; DIN 267-4; Ford ESS-M1A160-A; GM455M (Sec. 5.1), GM 500M (Sec. 5.1, 5.2); ISO 898-1, ISO 898-2, ISO 898-5; NASM 1312-6; SAE J429 | ISO 17025, GE S400, Nadcap AC7101/5, Sikorsky
9845 | Bend Testing | ASTM A489, ASTM F541, ASTM E190, ASTM E290; FF-S-92; GM 4473P, GM 4482P; IFI 112, IFI 113; NASM 6812, ASTM A370 | ISO 17025, Nadcap AC7101/3
9846 | Compression (Compressive) Properties | ASTM E9, Others | n/a
9847 | Ductility | Ford ESS-M1A160A; SAE J78 | ISO 17025
9848 | Flaring / Expansion (Pin Test) | ASTM A450, ASTM A530, ASTM B153; AS 7232 | ISO 17025
9849 | Hydrogen Embrittlement - Screws & Fasteners | ANSI/ASME B18.6.4, ANSI/ASME B18.6.5.M; GM6010M (Sec 4.7), GM6170M (Sec. 4.8), GM6171M (Sec. 4.8), GM6172M (Sec. 4.8); SAE J78, SAE J81, SAE J1237 | ISO 17025
9850 | Load Testing of Metallic Products (Welds, Assemblies) |  | ISO 17025
9851 | Proof Torque - Screws & Fasteners --> No longer available unless an existing customer | ANSI/ASME B18.6.4, ANSI/ASME B18.6.5M; GM6010M (Sec. 4.4), GM6170M (Sec. 4.5), GM6171M (Sec. 4.5), GM6172M (Sec. 4.5); SAE J81, SAE J1237 | ISO 17025
9852 | Stress Durability (Hydrogen Embrittlement) | ASTM F519, ASTM F606; MIL-S-8831; NASM 1312-5, NASM 1312-14; USCAR-7 | ISO 17025
9853 | Tensile Strength Testing - Ambient Temperature | ASTM F738M, ASTM F837, ASTM F879, ASTM F879M; DIN 267-11; ISO 3506; ASTM A370, ASTM E8, ASTM E8M, ASTM F606, ASTM F606M; GM500M (Sec. 5.6); SAE J429 | ISO 17025, Nadcap AC7101/3, Sikorsky
9854 | Tensile Testing - Elevated Temperature (FASTENERS ONLY; NO MACHINED MATERIALS) | ASTM E21; NASM 1312-18 | ISO 17025, GE S400, Nadcap AC7101/3, Sikorsky
9855 | Tension (Tensile) Testing - Metals & Welds |  | ISO 17025, Sikorsky
9856 | Alloy Depletion |  | Nadcap AC7101/4, Sikorsky
9857 | Alpha Case Evaluation | PWA E142; GE Photographic Standards, AMS 2380 | ISO 17025, Nadcap AC7101/4, Sikorsky
9858 | Banding / Orientation of Microstructure Evaluation | ASTM E562, ASTM E930, ASTM E1181, ASTM E1268; AMS Metals Handbook | ISO 17025, Sikorsky
9859 | Case Depth Evaluation | ASTM E384; SAE J423 | ISO 17025, Nadcap AC7101/4, Sikorsky
9860 | Cleanliness Evaluation - Filter Paper Method | n/a | , Sikorsky
9861 | Decarburization/carburization | ASTM E1077 (7.2, 7.3, 7.4), ASTM F835, ASTM F912; FF-S-85C; GM 6104M (Sec. 4); ISO 898-1, ISO 898-5; SAE J121 | ISO 17025, Sikorsky
9862 | Delta Ferrite | AMS 2315; ASTM E562 | ISO 17025, Sikorsky
9863 | Fractography | Various | ISO 17025, Sikorsky
9864 | Grain Size Evaluation | ASTM E112, ASTM E1181, E50TF33, Shepherd Fracture Grain Size | ISO 17025, Sikorsky
9865 | Graphite Rating | ASTM A247 | ISO 17025, Sikorsky
9866 | Macroscopic & Microscopic Examination of Welds |  | ISO 17025, Sikorsky
9867 | Metallographic Preparation | ASTM E3 | ISO 17025, GE S400, Nadcap AC7101/4, Sikorsky
9868 | Microcleanliness - Inclusion Rating | ASTM E45 (Method A & D) | ISO 17025, Sikorsky
9869 | Nitriding |  | Nadcap AC7101/4, Sikorsky
9870 | Passivation Testing - Subcontract ONLY |  | ISO 17025, Sikorsky
9871 | Plating Thickness | ASTM B487; NASM 1312-12 | ISO 17025, Sikorsky
9872 | Recast Evaluation - EDM | PWA MCL | n/a, Sikorsky
9873 | Scanning Electron Microscopy / Energy Dispersive X-Ray Spectroscopy (SEM/EDS) | Various | n/a, Sikorsky
9874 | Surface Discontinuities | GM6102M (Sec. 4); SAE J122, SAE J123, AS 7452, AS 7454, AS 7455, AS 7456, AS 7459, AS 7460, AS 7461, AS 7466, AS 7470, AS 7471, AS 7472, AS 7473, AS 7474, AS 7477, AS 7478, AS 7479; FF-N-836; FF-S-85, FF-S-86; DIN 267-19, 267-20; MIL-B-8906, MIL-B-85604, MIL-B-87114, MIL-N-7873, MIL-S-21472, MIL-S-45909, MIL-STD-1907, MIL-STD-2035; SAE J122, SAE J123, SAE J1061; NASM 25027 | ISO 17025, Nadcap AC7101/4, Sikorsky
9875 | Visual Examination of Welds |  | ISO 17025, Sikorsky
9876 | Weld Hardness & Microhardness Testing |  | ISO 17025, Sikorsky
9877 | Weld metallurgical defect analysis | AWS D17.1/D17.1M, Rolls Royce EIS 1200AC, Pratt & Whitney MCLM E-28 | ISO 17025, Sikorsky
9878 | Liquid Penetrant Inspection (LPI) - (NO ON-SITE) | AMS 2645, AMS 2646, AMS 2647; ASME Sec. III, V; ASTM E165, ASTM E1417, ASTM E1418, MIL-STD-6866; SAE J426; T9074-AS-GIB-010/271 | ISO 17025, Nadcap AC7114, Boeing, Sikorsky
9879 | Magnetic Particle Inspection - (NO ON-SITE) | AMS 2640; ASME Sec. III, V; ASTM A275, ASTM E709, ASTM E1444; MIL-I-6868, MIL-STD-1949, MIL- STD-271; SAE J420; T9024-25-GIB-010/271 | ISO 17025, Nadcap AC7114, Boeing, Sikorsky
9880 | Magnetic Permeability - (NO ON-SITE) | ASTM A342 Method 3; MIL-I-17214 | ISO 17025
9881 | Steel Cleanliness/Aircraft Quality | AMS 2301 | n/a
9882 | Ultrasonic Inspection (Contact only) - straight beam UT ONLY - no on-site services | AMS-STD-2154, MIL-STD-2154; AWS D1.1; ASME III, V; ASTM A388, ASTM A435, ASTM A578, ASTM B548, ASTM E114, ASTM E164, ASTM E213, ASTM E587; T9074-AS-GIB-010/271 | ISO 17025
9883 | Heat Treatment (Sample Preparation) | AMS 2750 | ISO 17025, GE S400, Nadcap AC7101/9
9884 | Standard Specimen Machining |  | Nadcap AC7101/7
9885 | Spot weld | AMS-STD-1595, MIL-STD-1595A | ISO 17025
9886 | Visual Inspection (non-CWI) | Various | n/a
9887 | Electrical Equipment Calibation - DC & Low frequency | According to Customer/Manufacturer specification | N/A
9888 | Electrical Equipment Calibation - RF & Microwave | According to Customer/Manufacturer specification | N/A
9889 | Equipment Calibation - Frequency and time | According to Customer/Manufacturer specification | N/A
9890 | Equipment Calibation - Temperature & Humidity | According to Customer/Manufacturer specification | ISO/IEC 17025
9891 | Consumer Safety Specification for Soft Infant and Toddler Carriers | ASTM F2236 - 16 | ISO 17025
9892 | Crack Propagation Growth - Rapid Crack Propagation Test (RCP, S4 Test) | ISO 13477:2008 | ISO 17025
9893 | Crosslinked High-Density Polyethylene (PE-X) Pipes - General Qualaity Requirements | DIN 16892:2000 | ISO 17025
9894 | Crosslinked polyethylene (PE-X) pipes | JIS K 6769:2004 | ISO 17025
9895 | Crosslinked Polyethylene (PEX) Tubing | ASTM F876​ | ISO 17025
9896 | Determination of resistance to internal pressure for thermoplastic pipes, fittings and assemblies for conveyance of fluids | ISO 1167 | ISO 17025
9897 | Determination of the long-term hydrostatic strength of thermoplastics materials in pipe form by extrapolation | BS EN ISO 9080:2012 | ISO 17025
9898 | High Flow Circulation Loop testing - Experimental circulation loop testing |  | ISO 17025
9899 | Hydrostatic & Chlorine Testing for plastic pipes (no toxicology) | SF 14 & NSF-61.9 | ISO 17025
9900 | Oxidative Resistance of Crosslinked Polyethylene (PEX) Pipe, Tubing and Systems to Hot Chlorinated Water - Chlorine resistance testing | ASTM F2023 - 15; ASTM F2263 | ISO 17025
9901 | Pipe fittings and joints and assemblies for PE 80 and PE 100 polyethylene pressure pipes - Part 5: General quality requirements and testing | DIN 16963-5 | ISO 17025
9902 | Plastic pipe systems | PAS 1031:2004-09 | ISO 17025
9903 | Plastic pipe systems (pressure pipe and pressure-shaped pieces | PAS 1031:2004-09 | ISO 17025
9904 | Plastic piping systems for the supply of gaseous fuels | SS-EN 1555-1:2003; SS-EN 1555-2:2003; SS-EN 1555-3:2003; SS-EN 1555-5:2003 | ISO 17025
9905 | Plastics Piping Systems - Plastics Components - Determination Of Dimensions | SS-EN ISO 3126:2005 | ISO 17025
9906 | Plastics piping systems for hot and cold water installations | SS-EN ISO 15874-1:2004; SS-EN ISO 15874-2:2004; SS-EN ISO 15874-3:2004 | ISO 17025
9907 | Plastics piping systems for hot and cold water installations -- Chlorinated poly(vinyl chloride) | ISO 15877-2:2004; ISO 15877-3:2004 | ISO 17025
9908 | Plastics piping systems for hot and cold water installations - Chlorinated poly(vinyl chloride) (PVC-C) | SS-EN ISO 15877-5:2004 | ISO 17025
9909 | Plastics piping systems for hot and cold water installations - Crosslinked polyethylene | SS-EN ISO 15875-2:2004; SS-EN ISO 15875-3:2004 | ISO 17025
9910 | Plastics Piping Systems For Hot And Cold Water Installations - Crosslinked Polyethylene (PE-X) | SS-EN ISO 15875-5:2004 | ISO 17025
9911 | Plastics piping systems for hot and cold water installations - Polybutene (PB) | SS-EN ISO 15876-5:2004 | ISO 17025
9912 | Plastics piping systems for hot and cold water installations -- Polybutene (PB) | ISO 15876-2:2004; ISO 15876-3:2004 | ISO 17025
9913 | Plastics Piping Systems For Hot And Cold Water Installations - Polypropylene (PP) | SS-EN ISO 15874-5:2004 | ISO 17025
9914 | Plastics Piping Systems For Water Supply, And For Drainage And Sewerage Under Pressure | SS-EN 12201-1:2003 | ISO 17025
9915 | Plastics piping systems for water supply, and for drainage and sewerage under pressure | SS-EN 12201-2:2003; SS-EN 12201-3:2003; SS-EN 12201-5:2003 | ISO 17025
9916 | Polybutene (PB) Pipes - General Quality Requirements And Testing | DIN 16968:1996 | ISO 17025
9917 | Polybutene (PB) pipes for water supply | JIS K 6778:2004 | ISO 17025
9918 | Polybutylene (PB) pipe extrusion compounds | AS/NZS 2642.1:2007 | ISO 17025
9919 | Polyethylene (PE) compounds for pressure pipes and fittings | AS/NZS 4131:2003 | ISO 17025
9920 | Polyethylene (PE) pipes for pressure applications | AS/NZS 4130:2009 | ISO 17025
9921 | Pressure Testing | ASTM D1598:2015a; ASTM D1599:1999; DIN 16887:1990; SS-EN 921:1995; SS-EN ISO 11671:2006; SS-EN ISO 11672:2006 | ISO 17025
9922 | Slow Crack Growth Test (SCG) | ISO 13479 | ISO 17025
9923 | Standard specification for plastics piping systems for hot and cold water installations - polyethylene of raised temperature resistance (PE-RT) | ISO 22391 | ISO 17025
9924 | Standard specification for polyethylene (PE) pipes and fitting materials | ASTM D3350 | ISO 17025
9925 | Standard specification for polyethylene (PE) pipes and fittings for gas supply | ISO 4437 | ISO 17025
9926 | Standard specification for polyethylene (PE) pipes and fittings for water supply | ISO 4427 | ISO 17025
9927 | Standard specification for pressure-rated polypropylene (PP) piping systems | ASTM F2389 | ISO 17025
9928 | Standard Test Method for Obtaining Hydrostatic Design Basis for Thermoplastic Pipe Materials | ASTM D2837 | ISO 17025
9929 | Thermoplastics materials for pipes and fittings for pressure applications | SS-EN ISO 12162:2009 | ISO 17025
9930 | Thermoplastics pipes and associated fittings for hot and cold water | BS 7291-1:2006; BS 7291-2:2006, BS 7291-3:2006 | ISO 17025
9931 | Soils, Sediment and Sludge Testing: Ammoniacal Nitrogen | HACH 8155
9932 | Intergranular Corrosion (IGA/IGO/IGC) | ASTM A262 Practice A, B, C, E; ASTM G28
9933 | Pitting and Crevice Corrosion Testing | ASTM G48 Method A, C, D
9934 | Electrical Equipment Calibration - DC & Low frequency | According to Customer/Manufacturer specification | N/A
9935 | Electrical Equipment Calibration - RF & Microwave | According to Customer/Manufacturer specification | N/A
9936 | Equipment Calibration - Frequency and time | According to Customer/Manufacturer specification | N/A
9937 | Direct Lightning strike / Direct effect lightning | RTCA DO-160, Section 23 | ISO 17025
9938 | Asbestos - Chemical Composition & Verification (XRD, FTIR, SEM, Optical) |  | n/a
9939 | Asbestos - Determination of airborne fibres at room temperature: MOCF & SEM | D.M. 6/9/94 SO No. 156 GU No. 288 20/12/94 A 2 A; D.M. 6/9/94 SO No. 156 GU No. 288 20/12/94 A 2 B | ISO 17025
9940 | Asbestos - Determination on Solid specimens (0,1-1%) | D.M. 6/9/94 SO No. 156 GU No. 288 20/12/94 A 1 B | ISO 17025
9941 | Asbestos - On-site Sampling |  | n/a
9942 | Chemical Analisys by spark atomic spectrometry | ASTM E415-15 | ISO 17025
9943 | Chemical Analisys by spark atomic spectrometry | ASTM E1086-14 | ISO 17025
9944 | Chemical Analysis of Concrete, Cement, and Aggregates |  | n/a
9945 | Chloride Content |  | n/a
9946 | Combustion Analysis (LECO) |  | n/a
9947 | Environmental analysis of recycling/waste materials |  | n/a
9948 | Fourier Transform Infrared Spectroscopy (FTIR) |  | n/a
9949 | Geometric Properties of Aggregates | EN 933-1:2012 | ISO 17025
9950 | Inductively Coupled Plasma (ICP) |  | n/a
9951 | Optical Emission Spectroscopy (OES) |  | n/a
9952 | Quantitative determination of free crystalline silica (quartz) | UNICHIM 2398:2011, UNI ISO 24095:2020 | ISO 17025
9953 | Scanning Electron Microscopy (SEM) |  | n/a
9954 | Sulfide Content |  | n/a
9955 | X-Ray Diffraction (XRD) - Determination of Retained Austenite in Steel | ASTM E975-13 | n/a
9956 | X-Ray Fluorescence Spectroscopy (XRF) |  | n/a
9957 | Copper Accelerated Acetic Acid-Salt Spray (CASS) - Copper Accelerated Acetic Acid-Salt Spray (CASS) | ASTM G85 | n/a
9958 | Copper–Copper Sulfate–Sulfuric Acid Test for Detecting Susceptibility to Intergranular Attack | ASTM A262-15 practice E | ISO 17025
9959 | Ferric Chloride Corrosion Test for Classification of Structures | ASTM A923-14 method C | ISO 17025
9960 | Ferric chloride pitting test | ASTM G48-11 method A | ISO 17025
9961 | Ferric Sulfate-Sulfuric Acid Test for Detecting Susceptibility to Intergranular Attack | ASTM A262-15 practice B | ISO 17025
9962 | Huey Corrosion test | ASTM A265 Practice C | ISO 17025
9963 | Intergranular Corrosion Testing (IGC/IGA) | ASTM G28-02(2015) method A, ASTM A262-15 PRACTICE A | ISO 17025
9964 | Pitting and Crevice Corrosion Testing, Critical temperature | ASTM G48-11 method A, method B, method E | ISO 17025
9965 | Salt Spray Corrosion Testing | BS EN ISO 9227:2017 pt 3.2,3.3,4e5,5.3,5.4, ASTM B117-16 | ISO 17025
9966 | Strauss Corrosion Test | ASTM A265 Practice E | ISO 17025
9967 | Streicher Corrosion test | ASTM A265 Practice B | ISO 17025
9968 | Brinell Hardness Testing | ASTM E10-15, EN ISO 6506-1:2015 | ISO 17025
9969 | Rockwell Hardness Testing | UNI EN ISO 6508-1:2016, ASTM E18-16 | ISO 17025
9970 | Vickers Microhardness Testing | ASTM E384-16, ASTM E92, UNI EN ISO 6507-1:2006, UNI EN ISO 15614-1:2012 | ISO 17025
9971 | Bend Testing | ISO 7438:2016, ASTM E190-14, ASTM E290-14 pt.8.4,8.5,8.6 | ISO 17025
9972 | Charpy Impact Testing | ISO 148-1:2016, ASTM E23-16b | ISO 17025
9973 | Earthquake Prevention - Water Loading of Building Structures |  | n/a
9974 | Tensile Testing (Ambient & Elevated Temperature) | ASTM E8/E8M-16a, ISO 15630-1, ISO 15360-3, UNI EN ISO6892-2:2011, ASTM E21-09, | ISO 17025
9975 | Testing Hardened Concrete & Rebar samples (tensile or compression) | EN 12390-3:2009 | ISO 17025
9976 | Testing of welded joints of thermoplastics semi-finished products. Peel test (crush); Peel test (decohesion); Tensile Test | BS EN 12814-4:2001, BS EN 12814-2 | ISO 17025
9977 | Grain Size | ASTM E112-13, UNI 643:2016 | ISO 17025
9978 | Intermetallic Phases in Duplex and inox Steel (Metallography) | ASTM A923-14 METHOD A | ISO 17025
9979 | Macro & Micro Etching | UNI 3138:1984,, ASTM E340-15, ASTM E3-11, UNI 3137:1965, ASTM E3-11, ASTM E407-07(2015) | ISO 17025
9980 | Nitric Acid Test for Detecting Susceptibility to Intergranular Attack | ASTM A262-15 practice C | ISO 17025
9981 | Non Metallic Inclusion Content | ASTM E 45-13 METHOD A e D, UNI 3244:1980 METHOD M e K | ISO 17025
9982 | Phase balance | ASTM E562-11 | ISO 17025
9983 | Replication Metallography |  | n/a
9984 | Weld Testing: Bend, Fracture, Hardness, Macro, Micro | UNI EN ISO 5173:2012 | ISO 17025
9985 | 2 GHz Licence-Exempt Personal Communications Services (LE-PCS) Devices | RSS-213, Issue 3 (March 2015) | ISO 17025
9986 | 2 GHz Licence-Exempt Personal Communications Services (LE-PCS) Devices | RSS-213, Issue 3 (March 2015) | ISO 17025
9987 | 2 GHz Personal Ciommunication Sevices | RSS-133, Issue 6 (January 2013) + Amendment (January 2018) | ISO 17025
9988 | 2 GHz Personal Ciommunication Sevices | RSS-133, Issue 6 (January 2013) + Amendment (January 2018) | ISO 17025
9989 | 3G SAR Measurement Procedures | FCC KDB 941225 D01 (October 23, 2015) | ISO 17025
9990 | 3G SAR Measurement Procedures | FCC KDB 941225 D01 (October 23, 2015) | ISO 17025
9991 | 802.16e/WIMAX SAR Measurement Guidance | FCC KDB 615223 D01 (October 23, 2015) | ISO 17025
9992 | 802.16e/WIMAX SAR Measurement Guidance | FCC KDB 615223 D01 (October 23, 2015) | ISO 17025
9993 | 900 MHz Narrowband Personal Communication Service | RSS-134, Issue 2 (February 5, 2016) | ISO 17025
9994 | 900 MHz Narrowband Personal Communication Service | RSS-134, Issue 2 (February 5, 2016) | ISO 17025
9995 | Advanced Wireless Services (AWS) Equipment Operating in the Bands 1710-1780 MHz and 2110-2180 MHz | RSS-139, Issue 3 (July 2015) | ISO 17025
9996 | Advanced Wireless Services (AWS) Equipment Operating in the Bands 1710-1780 MHz and 2110-2180 MHz | RSS-139, Issue 3 (July 2015) | ISO 17025
9997 | Aeronautical Radiocommunication Equipment in the Frequency Band 117.975-137 MHz | RSS-141, Issue 2 (June 2010) | ISO 17025
9998 | Aeronautical Radiocommunication Equipment in the Frequency Band 117.975-137 MHz | RSS-141, Issue 2 (June 2010) | ISO 17025
9999 | Air-Ground Equipment Operating in the Bands 849-851 MHz and 894-896 MHz | RSS-127, Issue 1 (August 2009) | ISO 17025
10000 | Air-Ground Equipment Operating in the Bands 849-851 MHz and 894-896 MHz | RSS-127, Issue 1 (August 2009) | ISO 17025
10001 | American National Standard for Compliance Testing of Transmitters Used in Licensed Radio Services | ANSI C63.26 (2015) | ISO 17025
10002 | American National Standard for Compliance Testing of Transmitters Used in Licensed Radio Services | ANSI C63.26 (2015) | ISO 17025
10003 | American National Standard of Procedures for Compliance Testing of Unlicensed Wireless Devices | ANSI C63.10 (2013) | ISO 17025
10004 | American National Standard of Procedures for Compliance Testing of Unlicensed Wireless Devices | ANSI C63.10 (2013) | ISO 17025
10005 | American National Standard of Procedures for Compliance Testing of Unlicensed Wireless Devices, DTS; Section 11 | ANSI C63.10 (2013) | ISO 17025
10006 | American National Standard of Procedures for Compliance Testing of Unlicensed Wireless Devices, DTS; Section 11 | ANSI C63.10 (2013) | ISO 17025
10007 | Analogue Scanner Receivers | RSS-215, Issue 2 (June 2009) | ISO 17025
10008 | Analogue Scanner Receivers | RSS-215, Issue 2 (June 2009) | ISO 17025
10009 | Broadband Public Safety Equipment Operating in the Band 4940-4990 MHz | RSS-111, Issue 5 (September 2014) | ISO 17025
10010 | Broadband Public Safety Equipment Operating in the Band 4940-4990 MHz | RSS-111, Issue 5 (September 2014) | ISO 17025
10011 | Broadband Radio Service (BRS) Equipment Operating in the Band 2500-2690 MHz | RSS-199, Issue 3 (December 2016) | ISO 17025
10012 | Broadband Radio Service (BRS) Equipment Operating in the Band 2500-2690 MHz | RSS-199, Issue 3 (December 2016) | ISO 17025
10013 | Cellular Telephone Systems Operating in the Bands 824-849 MHz and 869-894 MHz | RSS-132, Issue 3 (January 2013) | ISO 17025
10014 | Cellular Telephone Systems Operating in the Bands 824-849 MHz and 869-894 MHz | RSS-132, Issue 3 (January 2013) | ISO 17025
10015 | Citizens Broadband Radio Services (FCC Licensed Radio Service Equipment) in 47 CFR FCC Part 96 | ANSI/TIA/EIA-603-E (2016) | ISO 17025
10016 | Citizens Broadband Radio Services (FCC Licensed Radio Service Equipment) in 47 CFR FCC Part 96 | ANSI/TIA/EIA-603-E (2016) | ISO 17025
10017 | Coast and Ship Station Single Sideband Radiotelephone Transmitters and Receivers Operating in the 1,605 - 28,000 kHz Band | RSS-181, Issue 1, (April 1, 1971) + Amendment (July 1987) | ISO 17025
10018 | Coast and Ship Station Single Sideband Radiotelephone Transmitters and Receivers Operating in the 1,605 - 28,000 kHz Band | RSS-181, Issue 1, (April 1, 1971) + Amendment (July 1987) | ISO 17025
10019 | Commercial Mobile Services (FCC Licensed Radio Service Equipment) in 47 CFR FCC Parts 22 (cellular), 24, 25 (below 3 GHz), and 27 | ANSI/TIA/EIA-603-E (2016) | ISO 17025
10020 | Commercial Mobile Services (FCC Licensed Radio Service Equipment) in 47 CFR FCC Parts 22 (cellular), 24, 25 (below 3 GHz), and 27 | ANSI/TIA/EIA-603-E (2016) | ISO 17025
10021 | Commercial Mobile Services in 47 CFR FCC Parts 22 (cellular), 24, 25 (non-microwave), and 27 | ANSI/TIA 603-D (2010) and TIA-102.CAAA-D with 47 CFR FCC Part 2 | ISO 17025
10022 | Commercial Mobile Services in 47 CFR FCC Parts 22 (cellular), 24, 25 (non-microwave), and 27 | ANSI/TIA 603-D (2010) and TIA-102.CAAA-D with 47 CFR FCC Part 2 | ISO 17025
10023 | Determining the Peak Spatial-Average Specific Absorption Rate (SAR) in the Human Head from Wireless Communications Devices: Measurement Techniques; FCC requirements for RF Exposure- Devices subject to SAR requirements | IEEE 1528:2013 | ISO 17025
10024 | Determining the Peak Spatial-Average Specific Absorption Rate (SAR) in the Human Head from Wireless Communications Devices: Measurement Techniques; FCC requirements for RF Exposure- Devices subject to SAR requirements | IEEE 1528:2013 | ISO 17025
10025 | Devices using Ultra-Wideband (UWB) Technology | RSS-220, Issue 1 (March 2009) + A1 (July 2018) | ISO 17025
10026 | Devices using Ultra-Wideband (UWB) Technology | RSS-220, Issue 1 (March 2009) + A1 (July 2018) | ISO 17025
10027 | Digital Scanner Receivers | RSS-135, Issue 2 (June 2009) | ISO 17025
10028 | Digital Scanner Receivers | RSS-135, Issue 2 (June 2009) | ISO 17025
10029 | Digital Transmission Systems (DTSs), Frequency Hopping Systems (FHSs) and LicenceExempt Local Area Network (LE-LAN) Devices | RSS-247, Issue 2 (February 2017) | ISO 17025
10030 | Digital Transmission Systems (DTSs), Frequency Hopping Systems (FHSs) and LicenceExempt Local Area Network (LE-LAN) Devices | RSS-247, Issue 2 (February 2017) | ISO 17025
10031 | Emergency Position Indicating Radio Beacons (EPIRB), Emergency Locator Transmitters (ELT), Personal Locator Beacons (PLB), and Maritime Survivor Locator Devices (MSLD) | RSS-287, Issue 2 (March 6, 2014) | ISO 17025
10032 | Emergency Position Indicating Radio Beacons (EPIRB), Emergency Locator Transmitters (ELT), Personal Locator Beacons (PLB), and Maritime Survivor Locator Devices (MSLD) | RSS-287, Issue 2 (March 6, 2014) | ISO 17025
10033 | Equipment Operating in the Frequency Bands 617-652 MHz, 663-698 MHz, 698-756 MHz and 777-787 MHz | RSS-130, Issue 2 (February 2019) | ISO 17025
10034 | Equipment Operating in the Frequency Bands 617-652 MHz, 663-698 MHz, 698-756 MHz and 777-787 MHz | RSS-130, Issue 2 (February 2019) | ISO 17025
10035 | Equipment Operating in the Public Safety Broadband Frequency Bands 758‑768 MHz and 788‑798 MHz | RSS-140, Issue 1 (April 2018) | ISO 17025
10036 | Equipment Operating in the Public Safety Broadband Frequency Bands 758‑768 MHz and 788‑798 MHz | RSS-140, Issue 1 (April 2018) | ISO 17025
10037 | Evaluation and approval considerations for handsets with specific wireless charging battery covers | FCC KDB 648474 D03 (December 16, 2015) | ISO 17025
10038 | Evaluation and approval considerations for handsets with specific wireless charging battery covers | FCC KDB 648474 D03 (December 16, 2015) | ISO 17025
10039 | FCC Methods of Measurement of Radio Noise Emissions for ISM Equipment (cited in 47 CFR FCC Part 18 - Industrial, Scientific, and Medical Equipment) | FCC OST/MP-5 (1986) | ISO 17025
10040 | FCC Methods of Measurement of Radio Noise Emissions for ISM Equipment (cited in 47 CFR FCC Part 18 - Industrial, Scientific, and Medical Equipment) | FCC OST/MP-5 (1986) | ISO 17025
10041 | Fixed Wireless Access Equipment Operating in the Band 953-960 MHz | RSS-194, Issue 1 (October 2007) | ISO 17025
10042 | Fixed Wireless Access Equipment Operating in the Band 953-960 MHz | RSS-194, Issue 1 (October 2007) | ISO 17025
10043 | Fixed Wireless Access Systems in the Band 3450 - 3650 MHz | RSS-192, Issue 3 (January 2008) | ISO 17025
10044 | Fixed Wireless Access Systems in the Band 3450 - 3650 MHz | RSS-192, Issue 3 (January 2008) | ISO 17025
10045 | General Mobile Radio Services (FCC Licensed Radio Service Equipment) in 47 CFR FCC Parts 22(non-cellular), 90 (below 3 GHz), 95, 97 (below 3 GHz), and 101 (below 3 GHz) | ANSI/TIA/EIA-603-E (2016) | ISO 17025
10046 | General Mobile Radio Services (FCC Licensed Radio Service Equipment) in 47 CFR FCC Parts 22(non-cellular), 90 (below 3 GHz), 95, 97 (below 3 GHz), and 101 (below 3 GHz) | ANSI/TIA/EIA-603-E (2016) | ISO 17025
10047 | General Mobile Radio Services in 47 CFR FCC Parts 22 (non-cellular), 90 (nonmicrowave), 95, 97 and 101 (non-microwave) | ANSI/TIA 603-D (2010) and TIA-102.CAAA-D with 47 CFR FCC Part 2 | ISO 17025
10048 | General Mobile Radio Services in 47 CFR FCC Parts 22 (non-cellular), 90 (nonmicrowave), 95, 97 and 101 (non-microwave) | ANSI/TIA 603-D (2010) and TIA-102.CAAA-D with 47 CFR FCC Part 2 | ISO 17025
10049 | General Radio Service Equipment Operating in the Band 26.960 to 27.410 MHz (Citizens Band) | RSS-236, Issue 1 (September 2012) | ISO 17025
10050 | General Radio Service Equipment Operating in the Band 26.960 to 27.410 MHz (Citizens Band) | RSS-236, Issue 1 (September 2012) | ISO 17025
10051 | General Requirements for Compliance of Radio Apparatus | RSS-Gen, Issue 5 (April 2018) | ISO 17025
10052 | General Requirements for Compliance of Radio Apparatus | RSS-Gen, Issue 5 (April 2018) | ISO 17025
10053 | Global Maritime Distress and Safety System (GMDSS) | RSS-288 Issue 1 (January 2012) | ISO 17025
10054 | Global Maritime Distress and Safety System (GMDSS) | RSS-288 Issue 1 (January 2012) | ISO 17025
10055 | Guidance for Evaluating Exposure from Multiple Electromagnetic Sources | IEC TR 62630:2010 | ISO 17025
10056 | Guidance for Evaluating Exposure from Multiple Electromagnetic Sources | IEC TR 62630:2010 | ISO 17025
10057 | Human Exposure To Radio Frequency Fields From Hand-Held And Bodymounted Wireless Communication Devices - Human Models, Instrumentation, And Procedures - Part 2: Procedure To Determine The Specific Absorption Rate (Sar) For Wireless Communication Devices Used In Close Proximity To The Human Body (Frequency Range Of 30 Mhz To 6 Ghz) | EN 62209-2 (2010) | ISO 17025
10058 | Human Exposure To Radio Frequency Fields From Hand-Held And Bodymounted Wireless Communication Devices - Human Models, Instrumentation, And Procedures - Part 2: Procedure To Determine The Specific Absorption Rate (Sar) For Wireless Communication Devices Used In Close Proximity To The Human Body (Frequency Range Of 30 Mhz To 6 Ghz) | EN 62209-2 (2010) | ISO 17025
10059 | IEEE Recommended Practice for Measurements and Computations of Electric, Magnetic, and Electromagnetic Fields with Respect to Human Exposure to Such Fields, 0 Hz to 100 kHz | IEEE Std C95.3.1 (2010) | ISO 17025
10060 | IEEE Recommended Practice for Measurements and Computations of Electric, Magnetic, and Electromagnetic Fields with Respect to Human Exposure to Such Fields, 0 Hz to 100 kHz | IEEE Std C95.3.1 (2010) | ISO 17025
10061 | IEEE Recommended Practice for Measurements and Computations of Radio Frequency Electronmagnetic Fields With Respect to Human Exposure to Such Fields, 100 kHz - 300 GHz | IEEE Std C95.3 (2002) | ISO 17025
10062 | IEEE Recommended Practice for Measurements and Computations of Radio Frequency Electronmagnetic Fields With Respect to Human Exposure to Such Fields, 100 kHz - 300 GHz | IEEE Std C95.3 (2002) | ISO 17025
10063 | IEEE Standard for Safety Levels with Respect to Human Exposure to Radio Frequency Electromagnetic Fields, 3 kHz to 300 GHz | IEEE Std C95.1 (2005) | ISO 17025
10064 | IEEE Standard for Safety Levels with Respect to Human Exposure to Radio Frequency Electromagnetic Fields, 3 kHz to 300 GHz | IEEE Std C95.1 (2005) | ISO 17025
10065 | IEEE Standard for Safety Levels with Respect to Human Exposure to Radio Frequency Electromagnetic Fields, 3kHz to 300 GHz | IEEE C95.1 -1999 | ISO 17025
10066 | IEEE Standard for Safety Levels with Respect to Human Exposure to Radio Frequency Electromagnetic Fields, 3kHz to 300 GHz | IEEE C95.1 -1999 | ISO 17025
10067 | Intelligent Transportation Systems - Dedicated Short Range Communications (DSRC) - On-Board Unit (OBU) | RSS-252, Issue 1 (September 2017) | ISO 17025
10068 | Intelligent Transportation Systems - Dedicated Short Range Communications (DSRC) - On-Board Unit (OBU) | RSS-252, Issue 1 (September 2017) | ISO 17025
10069 | Intentional Radiators in 47 CFR FCC Part 15, Subpart C | ANSI C63.10 (2013) | ISO 17025
10070 | Intentional Radiators in 47 CFR FCC Part 15, Subpart C | ANSI C63.10 (2013) | ISO 17025
10071 | Land and Coast Station Transmitters Operating in the 200 - 535 kHz Band | RSS-117, Issue 3 (January, 2016) | ISO 17025
10072 | Land and Coast Station Transmitters Operating in the 200 - 535 kHz Band | RSS-117, Issue 3 (January, 2016) | ISO 17025
10073 | Land Mobile and Fixed Equipment Operating in the Band 1670-1675 MHz | RSS-112, Issue 1 (February 2008) | ISO 17025
10074 | Land Mobile and Fixed Equipment Operating in the Band 1670-1675 MHz | RSS-112, Issue 1 (February 2008) | ISO 17025
10075 | Land Mobile and Fixed Equipment Operating in the Frequency Range 27.41-960 MHz | RSS-119, Issue 12 (May 2015) | ISO 17025
10076 | Land Mobile and Fixed Equipment Operating in the Frequency Range 27.41-960 MHz | RSS-119, Issue 12 (May 2015) | ISO 17025
10077 | Land Mobile and Fixed Radio Transmitters and Receivers, 1.705 to 50.0 MHz, Primarily Amplitude Modulated | RSS-125 Issue 2, Revision 1 (March 25, 2000) | ISO 17025
10078 | Land Mobile and Fixed Radio Transmitters and Receivers, 1.705 to 50.0 MHz, Primarily Amplitude Modulated | RSS-125 Issue 2, Revision 1 (March 25, 2000) | ISO 17025
10079 | Level Probing Radar Equipment | RSS-211, Issue 1 (March 2015) | ISO 17025
10080 | Level Probing Radar Equipment | RSS-211, Issue 1 (March 2015) | ISO 17025
10081 | Licence-Exempt Radio Apparatus: Category I Equipment | RSS-210, Issue 9 (August 2016) + A1 (November 2017) | ISO 17025
10082 | Licence-Exempt Radio Apparatus: Category I Equipment | RSS-210, Issue 9 (August 2016) + A1 (November 2017) | ISO 17025
10083 | Licence-Exempt Radio Apparatus: Category II Equipment | RSS-310, Issue 4 (July 2015) | ISO 17025
10084 | Licence-Exempt Radio Apparatus: Category II Equipment | RSS-310, Issue 4 (July 2015) | ISO 17025
10085 | Licensed Low-Power Radio Apparatus | RSS-123, Issue 3, (February 2015) | ISO 17025
10086 | Licensed Low-Power Radio Apparatus | RSS-123, Issue 3, (February 2015) | ISO 17025
10087 | Local Multipoint Communication Systems in the 28 GHz Band; Point-to-Point and Pointto-Multipoint Broadband Communication Systems in the 24 GHz and 38 GHz Bands | RSS-191, Issue 3 (April 2008) | ISO 17025
10088 | Local Multipoint Communication Systems in the 28 GHz Band; Point-to-Point and Pointto-Multipoint Broadband Communication Systems in the 24 GHz and 38 GHz Bands | RSS-191, Issue 3 (April 2008) | ISO 17025
10089 | Location and Monitoring Service (902 - 928 MHz) | RSS-137, Issue 2 (February 2009) | ISO 17025
10090 | Location and Monitoring Service (902 - 928 MHz) | RSS-137, Issue 2 (February 2009) | ISO 17025
10091 | Maritime Radio Transmitters and Receivers in the Band 156 - 162.5 MHz | RSS-182 Issue 5 (January 2012) | ISO 17025
10092 | Maritime Radio Transmitters and Receivers in the Band 156 - 162.5 MHz | RSS-182 Issue 5 (January 2012) | ISO 17025
10093 | Measurement procedure for the assessment of specific absorption rate of human exposure to radio frequency fields from hand-held and body-mounted wireless communication devices. Devices used next to the ear (Frequency range of 300 MHz to 6 GHz) | EN 62209-1 (2016) | ISO 17025
10094 | Measurement procedure for the assessment of specific absorption rate of human exposure to radio frequency fields from hand-held and body-mounted wireless communication devices. Devices used next to the ear (Frequency range of 300 MHz to 6 GHz) | EN 62209-1 (2016) | ISO 17025
10095 | Medical Devices Operating in the 401-406 MHz Frequency Band | RSS-243, Issue 3, (February 2010) | ISO 17025
10096 | Medical Devices Operating in the 401-406 MHz Frequency Band | RSS-243, Issue 3, (February 2010) | ISO 17025
10097 | Medical Devices Operating in the Band 413-457 MHz | RSS-244, Issue 1 (June 2013) | ISO 17025
10098 | Medical Devices Operating in the Band 413-457 MHz | RSS-244, Issue 1 (June 2013) | ISO 17025
10099 | Microwave and Millimeter Wave Bands Radio Services (FCC Licensed Radio Service Equipment) in 47 CFR FCC Parts 25, 30, 74, 90 (M DSRC, Y, Z), 95 (M and L), and 101 | ANSI/TIA/EIA-603-E (2016) | ISO 17025
10100 | Microwave and Millimeter Wave Bands Radio Services (FCC Licensed Radio Service Equipment) in 47 CFR FCC Parts 25, 30, 74, 90 (M DSRC, Y, Z), 95 (M and L), and 101 | ANSI/TIA/EIA-603-E (2016) | ISO 17025
10101 | Mobile Broadband Services (MBS) Equipment Operating in the Frequency Bands 698-756 MHz and 777-787 MHz | RSS-130, Issue 1 (October 2013) | ISO 17025
10102 | Mobile Broadband Services (MBS) Equipment Operating in the Frequency Bands 698-756 MHz and 777-787 MHz | RSS-130, Issue 1 (October 2013) | ISO 17025
10103 | Mobile Earth Stations (MESs) and Ancillary Terrestrial Component (ATC) Equipment Operating in the Mobile-Satellite Service (MSS) Bands | RSS-170, Issue 3 (July 2015) | ISO 17025
10104 | Mobile Earth Stations (MESs) and Ancillary Terrestrial Component (ATC) Equipment Operating in the Mobile-Satellite Service (MSS) Bands | RSS-170, Issue 3 (July 2015) | ISO 17025
10105 | Narrowband Multipoint Communication Systems in the Band 1429.5-1432 MHz | RSS-142, Issue 5 (April 2013) | ISO 17025
10106 | Narrowband Multipoint Communication Systems in the Band 1429.5-1432 MHz | RSS-142, Issue 5 (April 2013) | ISO 17025
10107 | Point-to-Multipoint Broadband Equipment Operating in the Bands 512-608 MHz and 614-698 MHz for Rural Remote Broadband Systems (RRBS) (TV Channels 21 to 51) | RSS-196, Issue 1 (March 2010) | ISO 17025
10108 | Point-to-Multipoint Broadband Equipment Operating in the Bands 512-608 MHz and 614-698 MHz for Rural Remote Broadband Systems (RRBS) (TV Channels 21 to 51) | RSS-196, Issue 1 (March 2010) | ISO 17025
10109 | Point-to-Multipoint Broadband Equipment Operating in the Bands 512-608 MHz for Rural Remote Broadband Systems (RRBS) (TV Channels 21 to 36) | RSS-196, Issue 2 (February 2019) | ISO 17025
10110 | Point-to-Multipoint Broadband Equipment Operating in the Bands 512-608 MHz for Rural Remote Broadband Systems (RRBS) (TV Channels 21 to 36) | RSS-196, Issue 2 (February 2019) | ISO 17025
10111 | Radio Frequency (RF) Exposure Compliance of Radiocommunication Apparatus (All Frequency Bands) - NS; RF Exposure; SAR | RSS-102, Issue 5 (March 2015) | ISO 17025
10112 | Radio Frequency (RF) Exposure Compliance of Radiocommunication Apparatus (All Frequency Bands) - NS; RF Exposure; SAR | RSS-102, Issue 5 (March 2015) | ISO 17025
10113 | Radio Frequency (RF) Exposure Compliance of Radiocommunication Apparatus (All Frequency Bands) - SAR | RSS-102, Issue 5 (March 2015) | ISO 17025
10114 | Radio Frequency (RF) Exposure Compliance of Radiocommunication Apparatus (All Frequency Bands) - SAR | RSS-102, Issue 5 (March 2015) | ISO 17025
10115 | REL. 10 LTE SAR Test Guidance and KDB Inquiries | FCC KDB 941225 D05A (October 23, 2015) | ISO 17025
10116 | REL. 10 LTE SAR Test Guidance and KDB Inquiries | FCC KDB 941225 D05A (October 23, 2015) | ISO 17025
10117 | RF Exposure Compliance Reporting and Documentation Considerations | FCC KDB 865664 D02 (October 23, 2015 | ISO 17025
10118 | RF Exposure Compliance Reporting and Documentation Considerations | FCC KDB 865664 D02 (October 23, 2015 | ISO 17025
10119 | RF Exposure Considerations for Low Power Consumer Wireless Power Transfer Application | FCC KDB 680106 (April 9, 2018) | ISO 17025
10120 | RF Exposure Considerations for Low Power Consumer Wireless Power Transfer Application | FCC KDB 680106 (April 9, 2018) | ISO 17025
10121 | RF exposure procedures and equipment authorization policies for mobile and portable devices | FCC KDB 447498 D01 (October 23, 2015) | ISO 17025
10122 | RF exposure procedures and equipment authorization policies for mobile and portable devices | FCC KDB 447498 D01 (October 23, 2015) | ISO 17025
10123 | SAR Evaluation Considerations for Laptop, Notebook, Netbook and Tablet Computers | FCC KDB 616217 D04 (October 23, 2015) | ISO 17025
10124 | SAR Evaluation Considerations for Laptop, Notebook, Netbook and Tablet Computers | FCC KDB 616217 D04 (October 23, 2015) | ISO 17025
10125 | SAR Evaluation Considerations for Wireless Handset | FCC KDB 648474 D04 (October 23, 2015) | ISO 17025
10126 | SAR Evaluation Considerations for Wireless Handset | FCC KDB 648474 D04 (October 23, 2015) | ISO 17025
10127 | SAR Evaluation Procedures for Portable Devices with Wireless Router Capabilities | FCC KDB 941225 D06 (October 23, 2015) | ISO 17025
10128 | SAR Evaluation Procedures for Portable Devices with Wireless Router Capabilities | FCC KDB 941225 D06 (October 23, 2015) | ISO 17025
10129 | SAR Evaluation Procedures for UMPC Mini-Tablet Devices | FCC KDB 941225 D07 (October 23, 2015) | ISO 17025
10130 | SAR Evaluation Procedures for UMPC Mini-Tablet Devices | FCC KDB 941225 D07 (October 23, 2015) | ISO 17025
10131 | SAR Evaluations Considerations for LTE Devices | FCC KDB 941225 D05 (December 16, 2015) | ISO 17025
10132 | SAR Evaluations Considerations for LTE Devices | FCC KDB 941225 D05 (December 16, 2015) | ISO 17025
10133 | SAR Guidance for IEEE 802.11 (Wi-Fi) Transmitters | FCC KDB 248227 D01 (October 23, 2015) | ISO 17025
10134 | SAR Guidance for IEEE 802.11 (Wi-Fi) Transmitters | FCC KDB 248227 D01 (October 23, 2015) | ISO 17025
10135 | SAR Measurement Procedures for USB Dongle Transmitter | FCC KDB 447498 D02 (October 23, 2015) | ISO 17025
10136 | SAR Measurement Procedures for USB Dongle Transmitter | FCC KDB 447498 D02 (October 23, 2015) | ISO 17025
10137 | SAR MEASUREMENT REQUIREMENTS FOR 100 MHz TO 6 GHz | FCC KDB 865664 D01 (August 7, 2015) | ISO 17025
10138 | SAR MEASUREMENT REQUIREMENTS FOR 100 MHz TO 6 GHz | FCC KDB 865664 D01 (August 7, 2015) | ISO 17025
10139 | SAR Test Reduction Considerations for Occupational PTT Radios | FCC KDB 643646 D01 (October 23, 2015) | ISO 17025
10140 | SAR Test Reduction Considerations for Occupational PTT Radios | FCC KDB 643646 D01 (October 23, 2015) | ISO 17025
10141 | Shipborne Radar in the 2900-3100 MHz and 9225-9500 MHz Bands | RSS:238, Issue 1 (July 2013) | ISO 17025
10142 | Shipborne Radar in the 2900-3100 MHz and 9225-9500 MHz Bands | RSS:238, Issue 1 (July 2013) | ISO 17025
10143 | Supplementary Procedure for Assessing Compliance with RSS-102 Nerve Stimulation Exposure Limits | SPR-002, Issue 1 (September 2016) | ISO 17025
10144 | Supplementary Procedure for Assessing Compliance with RSS-102 Nerve Stimulation Exposure Limits | SPR-002, Issue 1 (September 2016) | ISO 17025
10145 | Unintentional Radiators in 47 CFR FCC Part 15, Subpart B | ANSI C63.4 (2014) | ISO 17025
10146 | Unintentional Radiators in 47 CFR FCC Part 15, Subpart B | ANSI C63.4 (2014) | ISO 17025
10147 | Unlicensed National Information Infrastructure Devices without DFS Intentional Radiators in 47 CFR FCC Part 15, Subpart E | ANSI C63.10 (2013) | ISO 17025
10148 | Unlicensed National Information Infrastructure Devices without DFS Intentional Radiators in 47 CFR FCC Part 15, Subpart E | ANSI C63.10 (2013) | ISO 17025
10149 | Vehicular Radar and Airport Fixed or Mobile Radar in the 76-81 GHz Frequency Band | RSS-251, Issue 1 (July 2018) | ISO 17025
10150 | Vehicular Radar and Airport Fixed or Mobile Radar in the 76-81 GHz Frequency Band | RSS-251, Issue 1 (July 2018) | ISO 17025
10151 | White Space Devices (WSDs) | RSS-222, Issue 1 (February 2015) | ISO 17025
10152 | White Space Devices (WSDs) | RSS-222, Issue 1 (February 2015) | ISO 17025
10153 | Wireless Broadband Access Equipment Operating in the Band 3650-3700 MHz | RSS-197, Issue 1 (February 2010) | ISO 17025
10154 | Wireless Broadband Access Equipment Operating in the Band 3650-3700 MHz | RSS-197, Issue 1 (February 2010) | ISO 17025
10155 | Wireless Communication Service (WCS) Equipment Operating in the Bands 2305-2320 MHz and 2345-2360 MHz | RSS-195, Issue 2 (April 2014) | ISO 17025
10156 | Wireless Communication Service (WCS) Equipment Operating in the Bands 2305-2320 MHz and 2345-2360 MHz | RSS-195, Issue 2 (April 2014) | ISO 17025
10157 | Wireless Power Transfer Devices | RSS-216, Issue 2 (January 20, 2016) | ISO 17025
10158 | Wireless Power Transfer Devices | RSS-216, Issue 2 (January 20, 2016) | ISO 17025
10159 | Zone Enhancers | RSS-131, Issue 3 (January 2017) | ISO 17025
10160 | Zone Enhancers | RSS-131, Issue 3 (January 2017) | ISO 17025
10161 | Assessment | Australian Building Code, Australian Standards, MFPE and various international standards | N/A
10162 | Compartmentation drawings | Australian Building Code, Australian Standards, MFPE and various international standards | N/A
10163 | Detail review | Australian Building Code, Australian Standards, MFPE and various international standards | N/A
10164 | Expert Witness | Australian Building Code, Australian Standards, MFPE and various international standards | N/A
10165 | Fire Risk | Australian Building Code, Australian Standards, MFPE and various international standards | N/A
10166 | Fire strategy report | Australian Building Code, Australian Standards, MFPE and various international standards | N/A
10167 | Heat transfer analysis (Finite Element) | Australian Building Code, Australian Standards, MFPE and various international standards | N/A
10168 | Heat transfer analysis (Hand Calculation) | Australian Building Code, Australian Standards, MFPE and various international standards | N/A
10169 | Means of escape modelling | Australian Building Code, Australian Standards, MFPE and various international standards | N/A
10170 | Means of escape modelling (Hand Calculation) | Australian Building Code, Australian Standards, MFPE and various international standards | N/A
10171 | Passive Fire Protection Inspection | Australian Building Code, Australian Standards, MFPE and various international standards | N/A
10172 | Radiation Analysis | Australian Building Code, Australian Standards, MFPE and various international standards | N/A
10173 | Smoke Modelling (CFD) | Australian Building Code, Australian Standards, MFPE and various international standards | N/A
10174 | Smoke Modelling (Zone) | Australian Building Code, Australian Standards, MFPE and various international standards | N/A
10175 | Air-Void Content in Hardened Concrete | ASTM C457-98, Procedure E - Point Count | ISO 17025 IN PROCESS
10176 | Assessing the Condition of Aged Coatings on Steel | ASTM D5065 | ISO 17025 IN PROCESS
10177 | Chemical Resistance | ASTM D1308 | ISO 17025 IN PROCESS
10178 | Cleaning and Descaling Stainless Steel (feroxyl test for free iron) | ASTM A380-88 | ISO 17025 IN PROCESS
10179 | Coatings Testing and Evaluation Using Electrochemical Impedance Spectroscopy | ASTM STP1188 | ISO 17025 IN PROCESS
10180 | Color Tolerance and Difference Test | ASTM D2244-05 | ISO 17025 IN PROCESS
10181 | Degree of Fusion of PVC and Molded Fittings | ASTM D2152-95 | ISO 17025 IN PROCESS
10182 | Electrochemical Impedance Spectroscopy | ASTM G106-89 | ISO 17025 IN PROCESS
10183 | Elemental Analysis by Wavelength Dispersive X-Ray Fluorescence Spectrometry (WDXRF) | ASTM E1621 | ISO 17025 IN PROCESS
10184 | General Paint/Coating Analysis (Blistering, Rusting, Cracking, Flaking, Color Measurements, Erosion, Chalking, Checking, etc.) | ISO 4628:-1, ISO 4628:-2, ISO 4628:-3, ISO 4628:-4, ISO 4628:-4, ASTM D659, ASTM D4214, ASTM D660, ASTM D661, ASTM D662, ASTM D714-87, ASTM D772-86, ASTM D2244-05, ASTM D4214 | ISO 17025 IN PROCESS
10185 | Identification of Crystalline Pigments and Extenders in Paint | ASTM D5380 | ISO 17025 IN PROCESS
10186 | Infrared Spectroscopy | ASTM E2937, ASTM E1252 | ISO 17025 IN PROCESS
10187 | Optical Emission Spectroscopy (OES) | In-House Procedure | ISO 17025 IN PROCESS
10188 | Organic Compound Indentification | ASTM E1252 | ISO 17025 IN PROCESS
10189 | Petrographic Exam of Hardened Concrete | ASTM C856-04 | ISO 17025 IN PROCESS
10190 | Porosity in Cemented Carbides | ASTM B276-86 | ISO 17025 IN PROCESS
10191 | Positive Material identification (PMI) / X-Ray Fluorescence (XRF) | In-House Procedure | ISO 17025 IN PROCESS
10192 | Preparation of Metal and Alloy Samples for Chemical Analysis by Electric Arc Remelting | ASTM E1306 | ISO 17025 IN PROCESS
10193 | Ratio of Anatase to Rutile in Titanium Dioxide Pigments | ASTM D3720 | ISO 17025 IN PROCESS
10194 | Resistance to Liquids | ISO 2812-1, ISO 2812-2 | ISO 17025 IN PROCESS
10195 | Sampling of Products in Liquid or Paste Form | ISO 1512 | ISO 17025 IN PROCESS
10196 | Specular Gloss Measurements | ASTM D523 | ISO 17025 IN PROCESS
10197 | Sulfate Ion Content | AASHTO T290 | ISO 17025 IN PROCESS
10198 | Surface Cleanliness before Application of Paints | ISO 8501-1 | ISO 17025 IN PROCESS
10199 | Ultraviolet-Visible Quantitative Analysis | ASTM E169 | ISO 17025 IN PROCESS
10200 | Cathodic Protection Design, Installation, Monitoring, Testing, advising and technical witness for above ground and underground structures | Client Requirement, NACE SP0169, NACE RP0286, NACE SP0177, NACE TM0497, NACE TM0101 | ISO 17025 IN PROCESS
10201 | Closed interval potential Survey | NACE SP0207,
10202 | Corrosion Related Failure Analysis | ASTM G161 | ISO 17025 IN PROCESS
10203 | Failure Analysis | Client Requirement, ASM Metals Handbook, Volume 11; ASTM E2332, ASTM E620, ASTM E860, ASTM E1188, ASTM E1459, ASTM E1492, ASTM G161 | ISO 17025 IN PROCESS
10204 | Alternate Immersion | ASTM G44, ASTM G47 | ISO 17025 IN PROCESS
10205 | Atmospheric (Above Grade) Corrosion Evaluation | Joint Standard: NACE SP0315-2015 / IEEE Std 1835 2014 | ISO 17025 IN PROCESS
10206 | Below Grade Corrosion Control Evaluation | Joint Standard: NACE SP0215-2015 / IEEE Std 1839 2014 | ISO 17025 IN PROCESS
10207 | Below Grade Inspection and Assessment of Corrosion | Joint Standard: NACE SP0415-2015 / IEEE Std 1895 2014 | ISO 17025 IN PROCESS
10208 | Calculation of Corrosion Rates and Related Information from Electrochemical Measurements | ASTM G102 | ISO 17025 IN PROCESS
10209 | Cathodic Disbondment | ASTM G95, ASTM G8, ASTM G42 | ISO 17025 IN PROCESS
10210 | Conducting Potentiodynamic Polarization Resistance Measurements | ASTM G59 | ISO 17025 IN PROCESS
10211 | Corrosion Protection of Steel Structures by Paint System | ISO 12944-6 | ISO 17025 IN PROCESS
10212 | Corrosion Risk Assessment of Aging Assets | Client Requirement | ISO 17025 IN PROCESS
10213 | Corrosion Susceptibility of Small Implant Devices | ASTM F2129 | ISO 17025 IN PROCESS
10214 | Cross-cut Test | ISO 2409 | ISO 17025 IN PROCESS
10215 | Cyclic Polarization for Implants | ASTM F2129 | ISO 17025 IN PROCESS
10216 | Detection of Intermetallic Phases | ASTM A923 (Methods A & C) | ISO 17025 IN PROCESS
10217 | Evaluation of Painted/Coated Specimens Exposed to Corrosive Environment | ASTM D1654 | ISO 17025 IN PROCESS
10218 | Galvanic Corrosion Tests in Electrolytes | ASTM G71 | ISO 17025 IN PROCESS
10219 | Holiday Detection in Pipeline Coatings | ASTM G62, NACE RP0188-99 | ISO 17025 IN PROCESS
10220 | Hot Water Immersion Corrosion Testing | ASTM G31, ASTM D870, ASTM D6943-15 | ISO 17025 IN PROCESS
10221 | Hydrogen Permeation | ASTM F1113, ASTM G148, In-House Procedure: EXOVA PIT IN-HOUSE - 01
10222 | Immersion Corrosion for Dental Amalgam | ISO 2423 | ISO 17025 IN PROCESS
10223 | Localized Corrosion Susceptibility | ASTM G61 | ISO 17025 IN PROCESS
10224 | Making and Using U-Bend Stress-Corrosion Test Specimens | ASTM G30 | ISO 17025 IN PROCESS
10225 | Making Potentiostatic and Potentiodynamic Anodic Polarization Measurements | ASTM G5 | ISO 17025 IN PROCESS
10226 | Mineral-Fiber Blanket Thermal Insulation for Light Frame Construction and Manufactured Housing | ASTM C665 | ISO 17025 IN PROCESS
10227 | Pitting and Crevice Corrosion | ASTM G46, ASTM G48, ASTM G78, ASTM G150 | ISO 17025 IN PROCESS
10228 | Preparing, Cleaning, and Evaluating Corrosion Test Specimens | ASTM G1 | ISO 17025 IN PROCESS
10229 | Salt Spray Testing (Salt Fog) - Copper Accelerated Acetic Acid-Salt Spray (CASS) | ISO 7253:1996, ASTM B117, ASTM G85-02 | ISO 17025 IN PROCESS
10230 | Solvent Rub Test Solvent Resistance | ASTM D5402-15 | ISO 17025 IN PROCESS
10231 | Stress Corrosion Cracking (SCC) | ASTM G36, ASTM G123, ASTM G103, ASTM G37, ASTM G36 | ISO 17025 IN PROCESS
10232 | Susceptibility to Intergranular Corrosion | ASTM G28, ASTM A262 | ISO 17025 IN PROCESS
10233 | Verification of Algorithm and Equipment for Electrochemical Impedance Measurements | ASTM G106-89 | ISO 17025 IN PROCESS
10234 | Dimensions of Thermoplastic Pipe and Fittings | ASTM D2122 | ISO 17025 IN PROCESS
10235 | Electrochemical Polarization | ASTM G61, ASTM G5 | ISO 17025 IN PROCESS
10236 | Resistance Polarization | ASTM 150 critical pitting temperature | ISO 17025 IN PROCESS
10237 | Accelerated Exposure by Hot, Acidic Chloride | ASTM G20-88 | ISO 17025 IN PROCESS
10238 | Accelerated Weathering | ASTM G154-06 | ISO 17025 IN PROCESS
10239 | Chemical Analysis of Limestrone, Quickline, Hydrated Lime | ASTM C25 | ISO 17025 IN PROCESS
10240 | Chloride Ion Content | AASHTO T291 | ISO 17025 IN PROCESS
10241 | Chloride Ion Content in Water | ASTM D512 | ISO 17025 IN PROCESS
10242 | Conducting and Evaluating Lab Corrosion Tests in Soils | ASTM G162-99 | ISO 17025 IN PROCESS
10243 | Conducting and Evaluating Lab Soil Corrosion Tests | ASTM G162 | ISO 17025 IN PROCESS
10244 | Conducting Case Studies of Galvanized Structures | ASTM A896-89 | ISO 17025 IN PROCESS
10245 | Corrosion Rate | ASTM G102 | ISO 17025 IN PROCESS
10246 | Dry Prep of Soil Samples | ASTM D421 | ISO 17025 IN PROCESS
10247 | Electrochemical Impedance Spectroscopy (EIS) | ASTM G106-89 | ISO 17025 IN PROCESS
10248 | Gypsum | ASTM C471 | ISO 17025 IN PROCESS
10249 | Humidity Resistance | ISO 6270:1980 | ISO 17025 IN PROCESS
10250 | Identification of Crystalline Compounds in Water-Formed Deposits | ASTM D934 | ISO 17025 IN PROCESS
10251 | Liquid Limit, Plastic Limit, Plastic Index of Soils | ASTM D4318 | ISO 17025 IN PROCESS
10252 | Mixed Flowing Gases Testing | ASTM B827-97, ASTM B845-9, ANSI/EIA -364-65A, IEC 60068-2-60, ISO 21207, DC-10611 Rev-A, General Motors GMW3431, Section 4.47, Daimler Chrysler DC-10611 Rev-A, Comcast Drop Passive Evaluation - Splitters, Sec. 4.4 | ISO 17025 IN PROCESS
10253 | Moisture Content of Soil | ASTM D2216 | ISO 17025 IN PROCESS
10254 | Particle Size Analysis | ASTM D422 | ISO 17025 IN PROCESS
10255 | pH of Soils | ASTM D4972 | ISO 17025 IN PROCESS
10256 | Proportion of Phases in Portland Cement and Portland-Cement Clinker | ASTM C1365 | ISO 17025 IN PROCESS
10257 | QUV Exposure Testing | ASTM G154-16 | ISO 17025 IN PROCESS
10258 | Redox potential of Water | ASTM D1498 | ISO 17025 IN PROCESS
10259 | Resistance of Plastics to Chemical Reagents | ASTM D543 | ISO 17025 IN PROCESS
10260 | Resistance to Humid Atmospheres Containing Sulfur Dioxide | ISO 3231 | ISO 17025 IN PROCESS
10261 | Sodium Chloride | ASTM E534 | ISO 17025 IN PROCESS
10262 | Soil Classification | ASTM D2487 | ISO 17025 IN PROCESS
10263 | Soil Resistivity | ASTM G57 | ISO 17025 IN PROCESS
10264 | Sulfate Ion Content | ASTM C1580 | ISO 17025 IN PROCESS
10265 | Sulfide Ion in Water | ASTM 4658 | ISO 17025 IN PROCESS
10266 | Water Resistance of Coatings in 100% Relative Humidity | ASTM D2247 | ISO 17025 IN PROCESS
10267 | Hardness & Microhardness Testing | ASTM E18, ASTM E384, ASTM E92, BS EN ISO 6508-1, BS EN ISO 6507-1 | ISO 17025 IN PROCESS
10268 | Hardness Testing of Cemented Carbides | ASTM B294-92 | ISO 17025 IN PROCESS
10269 | Indentation Hardness by Portable Hardness Tester | ASTM E110-82 | ISO 17025 IN PROCESS
10270 | Pencil Hardness | ASTM D3363 | ISO 17025 IN PROCESS
10271 | Dry Film Coating Thickness | ASTM B499, ASTM D4138-07a, ASTM D7091, ISO 2808 | ISO 17025 IN PROCESS
10272 | Evaluation of Adhesion by Knife | ASTM D6677 | ISO 17025 IN PROCESS
10273 | Measuring Adhesion by Tape Test | ASTM D3359-09e2 | ISO 17025 IN PROCESS
10274 | Pull-Off Strength of Coatings Using Portable Adhesion Testers | ASTM D4541-09e1, ISO 4624 | ISO 17025 IN PROCESS
10275 | Stain Resistance of Anodic Coatings | ASTM B136-84 | ISO 17025 IN PROCESS
10276 | Surface Roughness, Grading Surface Profile | ISO 8503-2 | ISO 17025 IN PROCESS
10277 | Weight of Coating of Anodic Coatings | ASTM B137-89 | ISO 17025 IN PROCESS
10278 | Weight of Coating on Zinc-Coated (Galvanized) Iron or Steel Articles | ASTM A90-81 | ISO 17025 IN PROCESS
10279 | Depth of Decarburization | ASTM E1077 | ISO 17025 IN PROCESS
10280 | Evaluating Degree of Rusting on Painted Steel Surfaces | ASTM D610, SSPC VIS 2 | ISO 17025 IN PROCESS
10281 | Examination and Preparation of Samples for Testing | ISO 1513 | ISO 17025 IN PROCESS
10282 | Ferrite Content | In-House Procedure | ISO 17025 IN PROCESS
10283 | General Metallographic Evaluation | In-House Procedure Using Light Optical and Scanning Electron Microscopy Techniques | ISO 17025 IN PROCESS
10284 | Grain Size and Distribution | ASTM B390-92, ASTM E112-88 | ISO 17025 IN PROCESS
10285 | Graphite in Iron Casting, Microstructure Evaluation | ASTM A247-67 | ISO 17025 IN PROCESS
10286 | Inclusion Rate | ASTM E45 | ISO 17025 IN PROCESS
10287 | Macroetching and Macroetching Metals and Alloys | ASTM E340, ASTM E381, ASTM E407 | ISO 17025 IN PROCESS
10288 | Macroscopic Evaluation | ASTM E340, | ISO 17025 IN PROCESS
10289 | Metallographic Determination of Microstructures in Cemented Concrete | ASTM B657-87 | ISO 17025 IN PROCESS
10290 | Metallographic Photomicrography | ASTM 883-86 | ISO 17025 IN PROCESS
10291 | Metallographic Sample Preparation | ASTM B665-87 | ISO 17025 IN PROCESS
10292 | Micro-Examination | ASTM E3, ASTM E407 | ISO 17025 IN PROCESS
10293 | Preparation of Metallographic Specimens | ASTM E3-80 | ISO 17025 IN PROCESS
10294 | Replication Metallography | ASTM E1351 | ISO 17025 IN PROCESS
10295 | SEM/EDS Analysis | ASTM E1508, ASTM F1372 | ISO 17025 IN PROCESS
10296 | Volume Fraction by Systematic Manual Point Count | ASTM E 562-89 | ISO 17025 IN PROCESS
10297 | Measuring Coating Thickness by Magnetic-Field or Eddy-Current (Electromagnetic) | ASTM E376 | ISO 17025 IN PROCESS
10298 | Simulated Sunload Resistance - Instrument Panel & Exterior | Ford IP-0105; Ford MA-0128; Ford OR-0329 | ISO 17025
10299 | Automotive Electrical Device Connection Systems | Chrysler PF 9590 (Sections 2.5.4, 2.5.5 2.6.3.3d, 2.6.4, 2.6.5 2.6.6.7c, 2.6.7.3c) | ISO 17025
10300 | DC Resistance or Conductance of Insulting Materials | ASTM D257 | ISO 17025
10301 | Electrical/Electronic Component Analytical/Development/Validation (A/D/V) Procedures | GMW 3172 (Sections 8.2 and 9.2 only) | ISO 17025
10302 | Electrochemical Storage System Abuse Test (Short Circuit, Partial Short Circuit, Overcharge, Over-Discharge, AC Exposure Testing) | USABC Sections 1-9, 11, 12, 14 | ISO 17025
10303 | FreedomCAR Ultracapacitor Test Manual | DOE/NE-ID-11173 | ISO 17025
10304 | Front Lamp | Nissan 26010NDS00, Section 3-6-21 (except photometrics) | ISO 17025
10305 | Ineel Battery Test Manual (Static Capacity, Hybrid Pulse Power Characterization, Self Discharge, Cold Cranking, Thermal Performance, Efficiency, Operating Set Point Stability, Cycle Life, Calendar Life, Reference Performance, Impedance Spectrum Testing) | DOE/ID-11069 | ISO 17025
10306 | Lamps – Component Laboratory Tests | GMN 3148TP Sections 2.3.1.9, 2.3.1.11, 4.3.11 | ISO 17025
10307 | Lamps – Development and Validation Test Procedures | GMN 8020TP Section 4.3.1.2.3 (except photometrics) | ISO 17025
10308 | Lamps, Reflective Devices, and Associated Equipment | FMVSS 571.108 Section 8.7 (except photometrics) | ISO 17025
10309 | Life Cycle Testing of Electric Vehicle Modules | SAE J2288 | ISO 17025
10310 | Passive Propagation Resistance, Short Circuit, Overcharge, Over-Discharge, Separator Shutdown Integrity | SAE J2464 Sections 4.4.5.2, 4.5.1, 4.5.2, 4.5.3, 4.5.4 | ISO 17025
10311 | Primary and Auxiliary Seven Conductor Electrical Connector for Truck-Trailer Jumper Cable | SAE J560 Sections 6.1.1, 6.1.2 | ISO 17025
10312 | Rating of Electric Vehicle Battery Modules | SAE J1798 | ISO 17025
10313 | Testing of Electronic and Electrical Devices – Electrical Transient and Steady-State Loads | John Deere JDQ 202: Section JDQ 202A, Section JDQ 202B, Section JDQ 202C, Section JDQ 202D, Section JDQ 202H, Section JDQ 202S, Section JDQ 202U, Section JDQ 202W, Section JDQ 202Y, Section JDQ 202Z | ISO 17025
10314 | Testing of Electronic and Electrical Devices – Environmental and Mechanical Loads | John Deere JDQ 201 Table #2, 24, 26, 29 | ISO 17025
10315 | Various Material Specifications - May or may not be able to perform all tests within these specs | UL Subject 2271 Sections 23-29; UL 1642, Sections 10, 11, 12; UL Subject 2580 Sections 13-21; UL 2054, Sections 9-13b | ISO 17025
10316 | Automotive Environmental Cycles | GMW14124 | ISO 17025
10317 | Heat Aging | Ford MA-0131 | ISO 17025
10318 | Humidity Aging | Ford MA-0130 | ISO 17025
10319 | Thermal Cycle Test Methods for Plastic Parts | NES M0132 | ISO 17025
10320 | Air Spoiler Testing | Nissan 96030 NDS00 | ISO 17025
10321 | Connector Test and Validation | GMW3191 | ISO 17025
10322 | Door Trim Panel Assembly and Components | PF-11084 | ISO 17025
10323 | General Procedures for Testing Switches | GMW3431, except section 4.4.7 | ISO 17025
10324 | Headlining | WSS-M15P27-D | ISO 17025
10325 | Interior Trim, Assembly Performance | WSS-M15P4-E | ISO 17025
10326 | Lamp Development and Validation Test Procedures | GMW14906 | ISO 17025
10327 | Non-ASTM Peel Test | PSTC 101 | ISO 17025
10328 | Paint Performance, Flexible Substrates, Exterior | WSS-M15P4-F | ISO 17025
10329 | Performance, Instrument Panel Assembly, Flexible Cover Skin Material | WSS-M15P45-A, except section 3.12 | ISO 17025
10330 | Trim Assembly, Enclosed Luggage Compartment Covering | WSS-M15P32-C | ISO 17025
10331 | Hydrogen content in Ti-alloys | ASTM E1447, GE S400, MSRR 9922, RPS 984, Documented in-house method | ISO 17025
10332 | Hardness and Microhardness Testing | ASTM E384, ISO 6506, ISO 6507, ISO 6508, ASTM E10, ASTM E92, ASTM E18, ASTM E399, GE S400, BAERD-GEN-018-3D, PWC Specs, MSRR 9969, BS EN ISO 6506, BS EN ISO 6507, BS EN ISO 6508 | ISO 17025
10333 | Chains & Steel Wire Ropes - Breaking Force (both) and Ultimate Elongation (chains only) | BS EN 818-1, BS EN 12385-1, BS EN 1677-1 | ISO 17025
10334 | Charpy Impact Testing | ISO 148-1, MSRR 9922, BS EN ISO 148-1:2011, ASTM E23, ASTM A370, NADCAP N, EN 2003-2 | ISO 17025
10335 | Creep & Stress Rupture Testing | ASTM E139, GE S400, PWC Specs, MSRR 9922, BS EN ISO 204, BS EN ISO 2002-5, ASTM E292, BS EN 10291, NADCAP C, | ISO 17025
10336 | Fracture Toughness Testing | ASTM E399, BMS 7-323D, ASTM E561, NADCAP P | ISO 17025
10337 | Hydrogen Embrittlement | ASTM F519 | n/a
10338 | Izod Impact Testing | BS 131 | ISO 17025
10339 | Stress Relaxation in Tension - Material Samples only, no screws or bolts | ASTM A416/A416M, ASTM E328, ISO 15630-3 | ISO 17025
10340 | Tensile Testing - Metals (Ambient, Elevated, and Reduced Temperatures) | ASTM E8, ASTM E21, EN 2002-1, EN 2002-2, ASTM B557, GE S400, PWC Specs, MSRR 9922, ASTM A370, ASTM B557, BS EN ISO 6892-1, BS 4A4, BS EN 2002-1, BS EN ISO 6892-2, BS EN 2002-2, BS EN ISO 6892-3 | ISO 17025
10341 | General Metallographic Examination - Includes: Alpha Case Evaluation, Delta Ferrite/Ferrite Count, Depth of Decarburization, Grain size, Inclusion Content, General Metalographic Evaluation, Macroetching and Microetching, Metallic Specimen Preparation, Phase Volume Fraction | PWC specs, BS EN ISO 3887, BS EN ISO 2639, ASTM E112, ASTM E1181, ASTM E930, ISO 643, GE S400, BS EN ISO 643, ASTM E45, EN 10247, ISO 4967, BAERD-GEN-018-3A, BAERD-GEN-018-3C, ASTM A604, ASTM E340, ASTM E407, GE S400, ASTM E3, MSRR 9922, Documented in-house method | ISO 17025
10342 | Specimen Heat Treatment | RPS 953, AMS 2750, BS EN 60584-2 | ISO 17025
10343 | Standard Specimen Machining (Including Low Stress Grinding) | NADCAP, DMC0100/PCS4110, ASTM E21, S-400 | ISO 17025
10344 | Weld and Welder Qualification (Macro Evaluation of Welds Only) | BAERD-GEN-018-3E | ISO 17025
10345 | Weld Testing - Macroscopic/microscopic testing, transverse/longitudinal tensile, bend, hardness, impact | BS EN 17639, BS EN ISO 4136 , BS EN ISO 5178, BS EN ISO 5173, BS EN ISO 9015-1, BS EN ISO 9016 | ISO 17025
10346 | Electrical Resistivity | MIL-DTL-81706 | ISO 17025
10347 | Identification of Aircraft Parts and Assemblies | BAPS 144-005 | Bombardier
10348 | Failure Analysis |  | ISO 17025
10349 | Rail Quality Control testing | CN 12-16, AREMA Chap. 4 Part 2 | ISO 17025, AREMA, CN
10350 | Salt Spray Testing | ASTM B117, ASTM D1654, ASTM D610, ASTM D714, BATS 5570 | ISO 17025, NADCAP AC7101/6 (Q)
10351 | Susceptibility to Intergranular attack | ASTM A262, ASTM G110, ASTM G69, BATS 2525, BPS 4139, AMS 2772, ASTM G69, ASTM F2111 | ISO 17025
10352 | Hardness & Microhardness Testing (including automated Brinell Hardness) | ASTM E384, ASTM E92, ASTM E10, ASTM E18, ASTM A193 | ISO 17025, NADCAP AC7101/4 (L1)
10353 | Abrasion Resistance of Organics Coatings | ASTM D968 | ISO 17025
10354 | Bend Testing | ASTM E290, ASTM E190, ASME IX (QB-160), ASME IX (QB-170), ASME IX (QB-180), ASME IX (QW-160) | ISO 17025
10355 | Bombardier Testing: Various Methods (Cannot perform Electrical Conductivity) | BAPS 168-013, BAERD-GEN-018-1A, BAERD-GEN-018-2A, BAERD-GEN-018-2B, BAERD-GEN-018-3A, BAERD-GEN-018-3B, BAERD-GEN-018-3C, BAERD-GEN-018-3D, BAERD-GEN-018-3E, BAERD-GEN-018-4A, BAERD-GEN-018-5A, BAERD-GEN-018-5E | Bombardier Approval
10356 | Charpy Impact Testing | ASTM E23, ASTM A370, ASME IX (QW-170), ASME 46.1 | ISO 17025, NADCAP AC7101/3 (N)
10357 | Coating Weight Measurement | ASTM A90, ASTM B137 | ISO 17025
10358 | Concrete Anchor Strength Testing - Tensile |  | ISO 17025, NADCAP AC7101/3 (N)
10359 | Custom Proof Load - Static & Fatigue Load Testing - Rail & Automotive Applications - Train Simulator Testing (Bridge Pads, Manhole Covers, etc.) | ARIMA Standards & Custom Protocols | ISO 17025, NADCAP AC7101/3 (A)
10360 | Drop Tower - Drop Weight Impact Testing |  | ISO 17025
10361 | Drop Weight Impact Testing | ASTM E208 | ISO 17025
10362 | High Load, Custom 4 Point Bend Testing |  | ISO 17025
10363 | Hydrogen Embrittlement Testing / Hydrogen Induced Cracking (HIC) | ASTM F519 | ISO 17025
10364 | Low Cycle Fatigue Testing (LCF) - Concrete Ties & Monoblock Ties | AREMA Chapter 30, Part 4, AREMA Chapter 4, Part 2 | ISO 17025
10365 | Paint Characterization Testing - Impact, Tape, Pencil, condition in container, non-volatile content / amine content, weight per gallon, pot life, viscosity, spraying properties, color, gloss, curing time, drying time, adhesion wet tape, impact, fluid resistance | ASTM D3359, BATS 4860 , ASTM D7091 , ASTM B244, ASTM D2794, ASTM D3363, ASTM D522 Method B, BATS 3000 | ISO 17025
10366 | Tensile Strength Testing - Ambient Only | ASTM E8/E8M, ASTM A370, ASTM B557/B557M, ASTM A48, ASME IX (QB-150), ASME IX (QW-150), ASME 46.1, | ISO 17025, NADCAP AC7101/3 (A)
10367 | Wedge Tensile Testing - Ambient Only | ASTM F606, ASTM F606M, SAE J429 | ISO 17025
10368 | Alloy Depletion | ASTM E1077 | ISO 17025
10369 | Anodic & Non Conductive Coatings measurement | ASTM B244, ASTM D7091 | ISO 17025
10370 | Cross Section (Macroexamination ) | ASTM E381, ASTM A604 | ISO 17025
10371 | Diffusion Coating Evaluation (Case Depth) | SAE J423 | ISO 17025
10372 | General Metallographic Evaluation | ASTM E3, ASTM E407, ASTM A247, ASTM E562, ASM Handbook | ISO 17025, NADCAP AC7101/4 (L0)
10373 | Grain Size | ASTM E112 | ISO 17025, NADCAP AC7101/4 (L11)
10374 | Macro Etching | ASTM E340 | ISO 17025, NADCAP AC7101/4 (L0)
10375 | Metallographic Preparation - Sectioning, Cutting, Mounting, Polishing, etc. | ASTM E3 | ISO 17025, NADCAP AC7101/4 (L0)
10376 | Micro Etching | ASTM E407 | ISO 17025, NADCAP AC7101/4 (L0)
10377 | Microscopic Examination | ASTM B487 | ISO 17025
10378 | Scanning Electron Microscopy/Energy Dispersive X-Ray Spectoscopy (SEM/EDS) | n/a | ISO 17025, NADCAP AC7110/13 (W)
10379 | Surface Morphology on Small Components using 3D 16 bit photomultiplier microscope | n/a | ISO 17025, NADCAP AC7110/13 (W)
10380 | Specimen Heat Treatment |  | ISO 17025, NADCAP AC7110/13 (W)
10381 | Weld Testing & Evaluation | AWS D1.1, AWS D1.2, AWS D17.1, BAERD-GEN-018, CSA W47.1 CSA W47.2, ASME IX (QW-180) | ISO 17025, NADCAP AC7110/13 (W)
10382 | Aerobic Plate Count | FDA BAM Online Ed. Ch. 3; CMMEF 4th Ed. Ch. 6.3 & 7.0 | Perry Johnson Laboratory Accreditation / ISO 17025
10383 | Arsenic | EPA 7010 (Modified) | Perry Johnson Laboratory Accreditation / ISO 17025
10384 | Ash | AOAC 923.03 | Perry Johnson Laboratory Accreditation / ISO 17025
10385 | Bacillus cereus MPN | FDA BAM Online Ed. Ch. 14 | Perry Johnson Laboratory Accreditation / ISO 17025
10386 | Cadmium | EPA 7010 (Modified) | Perry Johnson Laboratory Accreditation / ISO 17025
10387 | Chromium | EPA 7010 (Modified) | Perry Johnson Laboratory Accreditation / ISO 17025
10388 | Coliform - Petrifilm | AOAC 991.14 | Perry Johnson Laboratory Accreditation / ISO 17025
10389 | Dietary Fiber | AOAC 2001.03 | Perry Johnson Laboratory Accreditation / ISO 17025
10390 | E. coli - MPN | FDA BAM Online Ed. Ch. 4 | Perry Johnson Laboratory Accreditation / ISO 17025
10391 | E. coli - Petrifilm | AOAC 991.14 | Perry Johnson Laboratory Accreditation / ISO 17025
10392 | E. coli O157:H7 | AOAC RI 070801 (ELISA) AOAC R1 021501 (PCR) AOAC R1 071001 (PCR) AOAC RI 050501 (PCR) | Perry Johnson Laboratory Accreditation / ISO 17025
10393 | Enterobacteriaceae Petrifilm | AOAC 2003.01 | Perry Johnson Laboratory Accreditation / ISO 17025
10394 | Fat | AOAC 960.39 | Perry Johnson Laboratory Accreditation / ISO 17025
10395 | Lead | EPA 7010 (Modified) | Perry Johnson Laboratory Accreditation / ISO 17025
10396 | Listeria | AOAC RI 020401 (ELISA) AOAC R1 071304 (PCR) AOAC R1 021108 (PCR) AOAC RI 030502 (PCR) | Perry Johnson Laboratory Accreditation / ISO 17025
10397 | Listeria monocytogenes | AOAC 2003.12 (PCR), AOAC R1 061302 (PCR) AOAC R1 011002 (PCR | Perry Johnson Laboratory Accreditation / ISO 17025
10398 | Moisture | AOAC 925.10 | Perry Johnson Laboratory Accreditation / ISO 17025
10399 | Protein | AOAC 981.10 | Perry Johnson Laboratory Accreditation / ISO 17025
10400 | S. aureus - MPN | FDA BAM Online Ed. Ch. 12 | Perry Johnson Laboratory Accreditation / ISO 17025
10401 | Salmonella | AOAC R1 080601 (ELISA), AOAC 2003.09 (PCR), AOAC R1 051303 (PCR), AOAC R1 031001 (PCR) | Perry Johnson Laboratory Accreditation / ISO 17025
10402 | Sodium | EPA 7000B (modified) | Perry Johnson Laboratory Accreditation / ISO 17025
10403 | Staphylococcus aureus - Petrifilm | AOAC 2003.07 | Perry Johnson Laboratory Accreditation / ISO 17025
10404 | Total Coliform -MPN | FDA BAM Online Ed. Ch. 4 | Perry Johnson Laboratory Accreditation / ISO 17025
10405 | Vitamin A (Retinol and/or Beta Carotene) |  | Perry Johnson Laboratory Accreditation / ISO 17025
10406 | Vitamin B1 (Thaimine HCl) |  | Perry Johnson Laboratory Accreditation / ISO 17025
10407 | Vitamin B12 (Cyanocobalamin) |  | Perry Johnson Laboratory Accreditation / ISO 17025
10408 | Vitamin B2 (Riboflavin) |  | Perry Johnson Laboratory Accreditation / ISO 17025
10409 | Vitamin B3 (Niacin and/or Niacinamide) |  | Perry Johnson Laboratory Accreditation / ISO 17025
10410 | Vitamin B5 (Pantothenic Acid) |  | Perry Johnson Laboratory Accreditation / ISO 17025
10411 | Vitamin B6 (Pyridoxine HCl) |  | Perry Johnson Laboratory Accreditation / ISO 17025
10412 | Vitamin B7 (Biotin) |  | Perry Johnson Laboratory Accreditation / ISO 17025
10413 | Vitamin B9 (Total Folate as Folic Acid) |  | Perry Johnson Laboratory Accreditation / ISO 17025
10414 | Vitamin C | Journal of Chromatography A, 881 (2000) 309-316 (modified) | Perry Johnson Laboratory Accreditation / ISO 17025
10415 | Vitamin C (Ascorbic Acid) |  | Perry Johnson Laboratory Accreditation / ISO 17025
10416 | Vitamin D (Cholecalciferol) |  | Perry Johnson Laboratory Accreditation / ISO 17025
10417 | Vitamin E (Alpha Tocopherol) |  | Perry Johnson Laboratory Accreditation / ISO 17025
10418 | Vitamin K1, K2 and K3 - *subcontracted* |  | Perry Johnson Laboratory Accreditation / ISO 17025
10419 | Yeast and Mold | FDA BAM Online Ed. Ch. 18; CMMEF 4th Ed. Ch. 20.2; CMMEF 3rd 16.52 | Perry Johnson Laboratory Accreditation / ISO 17025
10420 | CASS (Copper Acidified Salt Solution) Testing | ASTM G85 (A1 and A3) | ISO 17025
10421 | Salt Spray Testing (Salt Fog) | ASTM B117, ASTM G86 Section 1.1.3; MIL-STD-810 E, MIL-STD-810 F, MIL-STD-810 G Method 509; MIL-STD 202 G Method 101; MIL-STD 883 G, MIL-STD 883 H Method 1009; MIL-STD 1344 A Method 1001; RTCA DO-160 D, RTCA DO-160 E, RTCA DO-160 F, RTCA DO-160 G Section 14.0; SAE J1455 Section 4.3; IEC 68-2-52, Test Kb; SAE J2334; GM 9540P; NEMA 250 Section 5.8, 5.9 | ISO 17025
10422 | Cell Phone / Handheld device Reliability | Mil-Std/Custom | n/a
10423 | Power Quality Test | SAE J1455 | ISO 17025
10424 | Accelerated Aging of Sterile Medical Device Packages | ASTM F1980 | n/a
10425 | Acceleration Testing | MIL-STD-810 E, MIL-STD-810 F, MIL-STD-810 G Method 513; MIL STD 202 G Method 212; MIL-STD 1344 A Method 2011; RTCA DO-160 D, RTCA DO-160 E, RTCA DO-160 F, RTCA DO-160 G Sect. 7.3 | ISO 17025
10426 | Altitude (Barometric Pressure) / Temperature Altitude | RTCA/DO-160, Section 4 | n/a
10427 | Altitude (Barometric Pressure) / Temperature Altitude | MIL-STD-810 E, MIL-STD-810 F, MIL-STD-810 G Method 500, Method 520; MIL-STD 202 G Method 105; MIL-STD 883 G, MIL-STD 883 H Method 1001; MIL-STD 1344 A Method 1011; NASA MSFC-SPEC-548; SAE J1455 Section 4.9; SAE J1211; UN ST/SG/AC.10/11/Rev.5 Para. 38.3.4.1; RTCA/DO-160, Section 4 | ISO 17025
10428 | Combined Environment Testing | MIL-STD-810 E, MIL-STD-810 F, MIL-STD-810 G Method 520 | ISO 17025
10429 | Fluid Susceptibility | RTCA DO-160 D, RTCA DO-160 E, RTCA DO-160 F, RTCA DO-160 G Section 11; MIL-STD-810 E, MIL-STD-810 F, MIL-STD-810 G Method 504 | ISO 17025
10430 | High & Low Temperature / Temperature Cycling / Thermal Shock | MIL-STD-810 E, MIL-STD-810 F, MIL-STD-810 G Method 501, Method 502; RTCA DO-160 D, RTCA DO-160 E, RTCA DO-160 F, RTCA DO-160 G Section 4.5; BellCore GR-63-CORE 5.1.1.1, 5.1.1.2; IEC 68-2-1, Test A; IEC 68-2-2, Test B; JESD22-A104C; JESD22-A106B; MIL-STD 883 G, MIL-STD 883 H Method 1011; MIL-STD-810 E, MIL-STD-810 F, MIL-STD-810 G Method 503; MIL-STD 202 G Method 107; MIL STD 883 G, MIL STD 883 H Method 1010; MIL-STD 1344 A Method 1003; RTCA DO-160 D, RTCA DO-160 E, RTCA DO-160 F, RTCA DO-160 G Section 5.0; RTCA DO-227 6/23/1995 Section 2.3.3; SAE J1455 Section 4.1; SAE J1211; UN ST/SG/AC.10/11/Rev.5 Para. 38.3.4.2 | ISO 17025
10431 | Highly Accelerated Life Test / Highly Accelerated Stress Test (HALT/HAST) | JESD22-A110-B; JESD22-A118; Qualmark Guideline 9.0 | ISO 17025
10432 | Icing / Freezing Rain | MIL-STD-810 E, MIL-STD-810 F, MIL-STD-810 G Method 521; RTCA DO-160 D, RTCA DO-160 E, RTCA DO-160 F, RTCA DO-160 G Section 24; NEMA 250 Section 5.6 | ISO 17025
10433 | NEMA (IP) Testing - Ingress Protection | Nema 250 | n/a
10434 | Protection Against Solid Foreign Objects | IEC 60529 Sec. IP 1X, IP 2X, IP 3X, IP 4X, IP 5X, IP 6X | ISO 17025
10435 | Rain, Wind and Rain Drip Testing | MIL-STD-810 E, MIL-STD-810 F, MIL-STD-810 G Method 506 | ISO 17025
10436 | Rapid Decompression/Overpressure | RTCA DO-160 D, RTCA DO-160 E, RTCA DO-160 F, RTCA DO-160 G Section 4.6; RTCA DO-227 6/23/1995 Section 2.3.4, 2.3.5; MIL-STD-810 E, MIL-STD-810 F, MIL-STD-810 G Method 500.5 | ISO 17025
10437 | Sand & Dust Testing (Blowing and Settling) | MIL-STD-810 E, MIL-STD-810 F, MIL-STD-810 G Method 510; RTCA DO-160 D, RTCA DO-160 E, RTCA DO-160 F, RTCA DO-160 G Section 12; SAE J1455 Section 4.7; IEC 60529 Section IP5X, IP6X | ISO 17025
10438 | Solar Radiation Testing (Atlas Xenon Arc) | MIL-STD-810 Method 505 | n/a
10439 | Solar Radiation Testing (Atlas Xenon Arc) | JDQ 53.3 Section 8.1 Level 3; ISO 4892-2; ASTM G26-96, ASTM G155, ASTM D2565, MIL-STD-810 Method 505 | ISTA
10440 | Steam Clean/Pressure Wash | SAE J1455 Sec. 4.5; DIN 40 050 Part 9 Sec. IP X9K | ISO 17025
10441 | Temperature/Humidity Testing | MIL-STD-810 E, MIL-STD-810 F, MIL-STD-810 G Method 507 Table IV, V, VIII, IX; MIL-STD 202 G Method 103, Method 106; MIL-STD 883 G, MIL-STD 883 H Method 1004; MIL-STD 1344 A Method 1002; RTCA DO-160 D, RTCA DO-160 E, RTCA DO-160 F, RTCA DO-160 G Section 6.0; RTCA DO-227 6/23/1995 Section 2.3.6; SAE J1455 Section 4.2; BellCore GR-63-CORE 5.1.1.3, 5.1.2; IEC 68-2-30, Test Db; SAE J1211 | ISO 17025
10442 | UV Fluorescent Light Exposure | ASTM G154; ASTM G155; ISO 4892-3; SAE J2020 | ISO 17025
10443 | Waterproofness/Drip | RTCA DO-160 D, RTCA DO-160 E, RTCA DO-160 F, RTCA DO-160 G Section 10.0; MIL-STD-810 E, MIL-STD-810 F, MIL-STD-810 G Method 512; SAE J1211; NEMA 250 Section 5.7; IEC 60529 Section IP X1, IP X2, IP X3, IP X4, IP X5, IP X6, IP X7, IP X8 | ISO 17025
10444 | Xenon Weathering Test | MIL-STD-810 E, MIL-STD-810 F, MIL-STD-810 G Method 505; ISO 4892-2; SAE J1885 | ISO 17025
10445 | Film Hardness by Pencil Test - A quick determination of organic coating hardness | ASTM D3363 | n/a
10446 | Furniture - Assessment of the Surface Resistance to Scratching | EN 15186 | n/a
10447 | Abrasion Resistance - Mirror-Rearview-Flat or Convex | Daimler-Chrysler MS-3589 | n/a
10448 | Abrasion Resistance of Artificial Leather | GME 60368 General Motors | n/a
10449 | Abrasion Resistance of Metallized, Painted, Printed Plastic Parts | GME 60269 General Motors | n/a
10450 | Abrasion Resistance: Plastic Parts - Interior Trims | ES-X60210 (Mitsubishi Motors) | n/a
10451 | Abrasion Test: Hot Stamped Finishes and Labels | Delco TM-224 | n/a
10452 | Abrasion Testing: Glass In Building - Coated Glass | EN 1096-2 | n/a
10453 | Drop Shock Testing (Corner, Edgewise, Flat) | ASTM D4169; BellCore GR-63-CORE Sec. 5.3 | ISO 17025
10454 | Hydrostatic Pressure **See Limitations** | Customer Dictated | n/a
10455 | Kia MS 210-05 Wear and Scratch resistance | Kia MS 210-05 | n/a
10456 | Life / Mechanical Cycling (Re: Repetive Button Push etc.) | Custom | n/a
10457 | Linear Abrasion (Linear ONLY; no wheel abrasion) | GMW 14125 | n/a
10458 | Liquid to Liquid Thermal Shock |  | n/a
10459 | M.E.K./Solvent Rubbing Test - Organic coatings on metallic substrates | ECCA - T11 | n/a
10460 | Mechanical impact testing (IK code) | IK rating (IK7, IK9 only) | n/a
10461 | Mechanical Shock Testing | MIL-STD-810 E, MIL-STD-810 F, MIL-STD-810 G Method 516; MIL-STD 202 G Method 213; MIL-STD 883 G, MIL-STD 883 H Method 2002; MIL-STD 1344 A Method 2004; RTCA DO-160 D, RTCA DO-160 E, RTCA DO-160 F, RTCA DO-160 G Section 7.0; RTCA DO-227 6/23/1995 Section 2.3.2; JESD22 B104C Conditions A, B, C and D; SAE J1455 Section 4.9; IEC 68 Part 2 Ea, Eb; SAE J1211; UN ST/SG/AC.10/11/Rev. 3 para. 38.3.4.4 | ISO 17025
10462 | Mechanical Vibration Testing (Sine, Random, Sine-on-Random, Gunfire) | MIL-STD-810 E, MIL-STD-810 F, MIL-STD-810 G Method 514, Method 519; MIL-STD 167-1 (A SHIPS); MIL-STD 202 G Method 201, Method 204, Method 214; MIL-STD 883 G, MIL-STD 883 H Method 2005, Method 2007; MIL-STD 1344 A Method 2005; RTCA DO-160 D, RTCA DO-160 E, RTCA DO-160 F, RTCA DO-160 G Section 8.0; RTCA DO-227 6/23/1995 Section 2.3.1; JESD22 B103B; SAE J1455 Section 4.10; BellCore GR-63-CORE 5.4.2, 5.4.3; IEC 68-2-59, Test Fe; IEC 68-2-34, Test Fd; IEC 68-2-35, Test Fda; IEC 68-2-6, Test Fc; SAE J1211; ASTM D4169; UN ST/SG/AC.10/11/Rev.5 Para. 38.3.4.3 | ISO 17025
10463 | Resistance to linear abrasion, marring, scuffing, and scratching | GMW 14125, GMW 14130, GMW 14688 | n/a
10464 | Shipping Containers, Packages, and Systems Testing (Loose Cargo, Stacking Test, Handling Drop, Packaging Drop, Impact) | ASTM D4169 | ISO 17025
10465 | Stability of Testile decoration Materials against Mechanical Load | GME 8797 General Motors | n/a
10466 | Tumble/Repetitive Drop | IEC | n/a
10467 | Tumbling Barrell Test (bounce, shock, rough handling, etc.) | IEC 61058-2-1 and IEC 60068-2-32 and IEC 60068-2-31 | ISO 17025
10468 | Wear and Scratch resistance | Toyota Engineering Standard TSL2105G | n/a
10469 | Corrosion Creep Back Evaluation | ASTM D1654 | ISO 17025
10470 | Tape Adhesion Evaluation | ASTM D3359 | ISO 17025
10471 | Package Testing per ISTA (International Safe Transit Association) | ISTA 1A, ISTA 1B, ISTA 1C, ISTA 1D, ISTA 1E, ISTA 1G, ISTA 1H, ISTA 2A, ISTA 2B, ISTA 2C, ISTA 3A, ISTA 3B, ISTA 3E, ISTA 3F, 4AB, 6AM (Amazon), 6FX (Fed-Ex), 6SC (Sam's Club) 7D | ISTA
10472 | Standard Practice for Conditioning Containers, Packages, or Packaging Components for Testing | ASTM D4332 - 14 | ISTA
10473 | Electromagnetic compatibility of multimedia equipment - Immunity requirements | CISPR 35 (2016) | ISO 17025
10474 | ElectroMagnetic Compatibility (EMC) standard for radio equipment and services; Part 1: Common technical requirements; Harmonised Standard for ElectroMagnetic Compatibility | ETSI EN 301 489-1 V2.2.3 (2019-11) | ISO 17025
10475 | Medical electrical equipment - Part 2-37: Particular requirements for the basic safety and essential performance of ultrasonic medical diagnostic and monitoring equipment | EN 60601-2-37 (2008) + A1 (2015); Clause 202 | ISO 17025
10476 | [ETSI EN 301 489-29 V2.1.1 (2016-12)] ElectroMagnetic Compatibility (EMC) standard for radio equipment and services; Part 29: Specific conditions for Medical Data Service Devices (MEDS) operating in the 401 MHz to 402 MHz and 405 MHz to 406 MHz bands; Harmonised Standard covering the essential requirements of article 3.1(b) of Directive 2014/53/EU | ETSI EN 301 489-29 V2.2.1 (2019-04) | ISO 17025
10477 | 4G LTE Testing and Certification - FCC and ISED Equipment |  | n/a
10478 | Assessment of electronic and electrical equipment related to human exposure restrictions for electromagnetic fields (0 Hz to 300 GHz) | EN IEC 62311 (2020) | ISO 17025
10479 | Coast and Ship Station Equipment Operating in the Maritime Service in the frequency Range 1605-28000 kHz | RSS-181, Issue 2 (August 2019) +A1 (2020) | ISO 17025
10480 | Electromagnetic compatibility (EMC) - AC Wire Carrier Current Devices (Unintentional Radiators) | ICES-006 Issue 1 (2001) | ISO 17025
10481 | Electromagnetic compatibility (EMC) - Electromagnetic compatibility of multimedia equipment - Emission requirement | CISPR 32, Ed. 1 (2012-01); EN 55032 (2012-05); AS/NZS CISPR 32:2013 | ISO 17025
10482 | Electromagnetic compatibility (EMC) - Information technology equipment - Radio frequency interference characteristics-Limits and methods of measurements | SI 961 part 6.1 | ISO 17025
10483 | Electromagnetic compatibility (EMC) - Part 2-3: Particular requirements - Test configuration, operational conditions and performance criteria for transducers with integrated or remote signal conditioning | EN 61326-2-3 (2006-08); EN 61326-2-3:2013 | ISO 17025
10484 | Electromagnetic compatibility (EMC) - - Part 3-2: Limits - Limits for harmonic current emissions (equipment input current <=16 A per phase) | IEC 61000-3-2, Ed. 3.0 (2005) +A1 (2008) +A2 (2009);EN 61000-3-2:2006 A1:2009 + ; EN 61000-3-2 (2014); IEC 61000-3-2 Ed. 3.2 (2009); IEC 61000-3-2, Ed. 4.0 (2014-05) | ISO 17025
10485 | Electromagnetic compatibility (EMC) - Part 4-2: Testing and measurement techniques - Electrostatic discharge immunity test | IEC 61000-4-2, Ed. 2.0 (2008-12) | ISO 17025
10486 | Electromagnetic compatibility (EMC) - Part 4-4: Testing and measurement techniques - Electrical fast transient/burst immunity test | IEC 61000-4-4 (2012-04) | ISO 17025
10487 | Electromagnetic compatibility (EMC) - Particular requirements. Test configurations, operational conditions and performance criteria for EMC unprotected applications | EN 61326-2-1 (2013) | ISO 17025
10488 | Electromagnetic compatibility (EMC) - Radio Frequency Lighting Devices | ICES-005 Issue 3 (May 2009) | ISO 17025
10489 | Electromagnetic compatibility (EMC) - Radio spectrum Matters (ERM); Radio Frequency Identification Equipment operating in the band 865 MHz to 868 MHz with power levels up to 2 Wand in the band 915 MHz to 921 MHz with power levels up to 4 W; Part 2: Harmonized EN covering the essential requirements of article 3.2 of the R&TTE Directive | ETSI EN 302 208-2 V2. l .1 (2015-02) | ISO 17025
10490 | Electromagnetic compatibility (EMC) - Requirements for household appliances, electric tools and similar apparatus - Part 2. Immunity - Product family standard | EN 55014-2 (1997); EN 55014-2:1997 +A1 (2001) + A2 (2008); IEC/CISPR 14-2 Ed. 1.2 (2008) | ISO 17025
10491 | Electromagnetic compatibility (EMC) - Section 18, Audio Frequency Conducted Suspectibility-Power Inputs | RTCA DO-160G | ISO 17025
10492 | Electromagnetic compatibility (EMC) - Section 20.5, RF Susceptibility, Radiated | RTCA DO-160G | ISO 17025
10493 | Electromagnetic compatibility (EMC) - Section 21.5, RF Emissions, Radiated | RTCA DO-160G | ISO 17025
10494 | Electromagnetic compatibility (EMC) - Section 25, Electrostatic Discharge (ESD | RTCA DO-160G | ISO 17025
10495 | Electromagnetic compatibility (EMC) - Standard for radio equipment and services; Part 24: Specific conditions for IMT-2000 CDMA Direct Spread (UTRA and E-UTRA) for Mobile and portable (UE) radio and ancillary equipment | EN 301 489-29 Vl.1.1 | ISO 17025
10496 | Electromagnetic compatibility (EMC) - Standard for radio equipment and services; Part 7: Specific conditions for mobile and portable radio and ancillary equipment of digital cellular radio telecollllmmications systems (GSM and DCS); Short Range Devices | ETSI EN 30 l 489-3 V 1.6. l (2013-08); ETSI EN 301 489-7 vl.3. 1 (2005-1 1) | ISO 17025
10497 | Electromagnetic compatibility (EMC) - (ERM); Base Stations (BS), Repeaters and User Equipment (UE) for IMT-2000 ThirdGeneration cellular networks; Part 11: Hannonized EN for IMT-2000, CDMA Direct Spread (UTRA FDD) (Repeaters) covering the essential | ETSI EN 301 908-1 1 V5.2.l (201 1-07) | ISO 17025
10498 | Electromagnetic compatibility (EMC) - (ERM); Radio equipment in the frequency range 9 kHz to 315 kHz for Ultra Low Power Active Medical Implants (ULP-AMI) and accessories; Part 2: Harmonized EN covering essential requirements of article 3.2 of the R&TTE Directive | ETSI EN 302 195-2 Vl .1.1 (2004-03) | ISO 17025
10499 | Electromagnetic compatibility (EMC) - 1.6/2.4 GHz Satellite Personal Communications Networks (S-PCN) Mobile Earth Stations (MESs) Technical Requirements and Type Approval Guidelines | IS 2019-0 (September 9, 1998); IS 2019-0 (May 9, 2012) | ISO 17025
10500 | Electromagnetic compatibility (EMC) - 2 GHz Licence-Exempt Persona[ Conununications Services (LE-PCS) Devices | RSS-213, Issue 3 (March 2015) | ISO 17025
10501 | Electromagnetic compatibility (EMC) - 2 GHz Personal Communications Services | RSS- 133, Issue 6 (Janauary 2013); RSS- 133, Issue 6 (January 2013) | ISO 17025
10502 | Electromagnetic compatibility (EMC) - 2.4GHz Radio-frequency Telecommunications Terminal Equipment Technical Specification | RTTEOl (2007) | ISO 17025
10503 | Electromagnetic compatibility (EMC) - 900 MHz Narrowband Personal Communication Service | RSS-134, Issue 1, Rev. l (March 25, 2000); RSS-134, Issue 2 (February 5, 2016) | ISO 17025
10504 | Electromagnetic compatibility (EMC) - Additional Information for Evaluating Compliance of Mobile and Portable Devices with FCC Limits for Human Exposure to Radiofrequency Emissions | Supplement C, Edition 01-01 to OET Bulletin 65,Edition 97-01 | ISO 17025
10505 | Electromagnetic compatibility (EMC) - Advanced Wireless Services (A WS) Equipment Operating in the Bands 1710-1780 MHz and 2110-2180 MHz | RSS-139, Issue 3 (July 2015) | ISO 17025
10506 | Electromagnetic compatibility (EMC) - Aeronautical Radiocommunication Equipment in the Frequency Band 117.975-137 MHz | RSS-1 41 , Issue 2 (June 2010) | ISO 17025
10507 | Electromagnetic compatibility (EMC) - Agreement of VCCI Council - Technical Requirements: V-3/2012.04 (including radiated disturbance above 1 GHz) | Agreement of VCCI V-3 (2012.04); Agreement of VCCI V-3 (2013.04); Agreement of VCCI V-3 (2014.04); Agreement of VCCI V-3 (2015.04) | ISO 17025
10508 | Electromagnetic compatibility (EMC) - Air-Ground Equipment Operating in the Bands 849-851 MHz and 894-896 MHz | RSS-127, Issue l (August 2009) | ISO 17025
10509 | Electromagnetic compatibility (EMC) - Alarm systems. Electromagnetic compatibility. Product family standard. Immunity requirements for components of fire, intruder, hold up, CCTV, access control and social alarm systems | EN 50130-4 (2011) | ISO 17025
10510 | Electromagnetic compatibility (EMC) - Amateur Radio Service in 47 CFR FCC Part 97 | TIA/EIA 603-D (2010) with 47 CFR FCC Part 2 | ISO 17025
10511 | Electromagnetic compatibility (EMC) - American National Standard for Testing Unlicensed Wireless Devices | ANSI C63.10-2009 | ISO 17025
10512 | Electromagnetic compatibility (EMC) - American National Standard of Procedures for Compliance Testing of Unlicensed Wireless Devices | ANSI C63.10-2013 | ISO 17025
10513 | Electromagnetic compatibility (EMC) - Analogue Scan.ner Receivers | RSS-215, Issue 2 (June 2009) | ISO 17025
10514 | Electromagnetic compatibility (EMC) - Assessment of electronic and electrical equipment related to human exposure restrictions for electromagnetic fields (0 Hz - 300 GHz) | EN 62311 (2008); EN 62479 (2010-12) | ISO 17025
10515 | Electromagnetic compatibility (EMC) - Base Stations, Repeaters and User Equipment for IMT-2000 Third-Generation cellular networks; Part 2: Harmonized EN for JMT-2000, CDMA Direct Spread (UTRA FDD) (UE) covering essential requirements of article 3.2 of the R&TTE Directive | ETSI EN 301 908-2 V5.2.l (201 1-07) | ISO 17025
10516 | Electromagnetic compatibility (EMC) - Base Stations, Repeaters and User Equipment for IMT-2000 Third-Generation cellular networks; Part l: Harmonized EN for TMT-2000, introduction and common requirements, covering essential requirements o f article 3.2 of the R&TTE Directive | EN 301 908-1 V6.2.1 (20 13-04) | ISO 17025
10517 | Electromagnetic compatibility (EMC) - Broadband Public Safety Equipment Operating in the Band 4940-4990 MHz | RSS-111, Issue 5 (September 20 14) | ISO 17025
10518 | Electromagnetic compatibility (EMC) - Broadband Radio Access Networks (BRAN); 5 GHz high performance RLAN; Harmonized EN covering essential requirements of article 3 .2 of the R&TTE Directive | ETSI EN 301 893 Vl.5.1:2008; ETSI EN 301 893 Vl.6.1 (2011 -11); ETSI EN 30 I 893 VI. 7. I (2012-06); ETSI EN 301 893, V 1.8.1 (2015-03) | ISO 17025
10519 | Electromagnetic compatibility (EMC) - Broadband Radio Service (BRS) Equipment Operating in the Band 2500-2690 MH | RSS- 199, Issue 2 (October 2014) | ISO 17025
10520 | Electromagnetic compatibility (EMC) - Cellular Telephone Systems Operating in the Bands 824-849 MHz and 869-894 MHz | RSS- 132, Issue 3 (January 2013) | ISO 17025
10521 | Electromagnetic compatibility (EMC) - Cellular Telephones Employing New Technologies Operating in the Bands 824 - 849 MHz and 869 - 894 MHz | RSS- 132, Issue 3 (January 201 3) | ISO 17025
10522 | Electromagnetic compatibility (EMC) - Citizens Broadband Radio Services in 47 CFR FCC Part 96 | TIA/EIA 603-D (2010) with 47 CFR FCC Part 2 | ISO 17025
10523 | Electromagnetic compatibility (EMC) - Coast and Ship Station Single Sideband Radiotelephone Transmitters and Receivers Operating in the 1,605 - 28,000 kHz Band | RSS-181, Issue 1, (April 1, 1971) + Amendment (July 1987) | ISO 17025
10524 | Electromagnetic compatibility (EMC) - Commercial Mobile Services in 47 CFR FCC Parts 22 (cellular), 24, 25 (non-microwave), and 27 | TIA/EIA 603-D (2010) with 47 CFR FCC Part 2 | ISO 17025
10525 | Electromagnetic compatibility (EMC) - COMPLIANCE MEASUREMENT PROCEDURES FOR UNLICENSED-NATIONAL INFORMATION INFRASTRUCTURE DEVICES OPERATING IN THE 5250-5350 MHz AND 5470-5725 MHz BANDS INCORPORATING DYNAMIC FREQUENCY SELECTION | FCC KDB 905462 (May 15, 2015); FCC KDB 905462 (April 8, 2016) | ISO 17025
10526 | Electromagnetic compatibility (EMC) - Conducted Emissions, Power Leads, 10 kHz to 10 MHz | MIL-STD-461F, CE102 | ISO 17025
10527 | Electromagnetic compatibility (EMC) - Conducted Emissions, Power Leads, 30 Hz to 10 kHz | MIL-STD-461 E, CE 101 | ISO 17025
10528 | Electromagnetic compatibility (EMC) - Conducted Emissions, Power Leads, 30 Hz to I 0 kHz | MIL-STD-461F, CE101 | ISO 17025
10529 | Electromagnetic compatibility (EMC) - Conducted Emissions, Power Leads, I 0 kHz to I 0 MHz | MIL-STD-461 E, CE 102 | ISO 17025
10530 | Electromagnetic compatibility (EMC) - Conducted Susceptibility, Bulk Cable Injection, 10 kHz to 200 MHz | MIL-STD-461 E, CS 114 | ISO 17025
10531 | Electromagnetic compatibility (EMC) - Conducted Susceptibility, Bulk Cable Injection, 10 kHz to 200 MHz | MIL-STD-461F, CS114 | ISO 17025
10532 | Electromagnetic compatibility (EMC) - Conducted Susceptibility, Bulk Cable Injection, Impulse Excitation | MIL-STD-461 E, CS 115 | ISO 17025
10533 | Electromagnetic compatibility (EMC) - Conducted Susceptibility, Bulk Cable Injection, Impulse Excitation | MJL-STD-461F, CS115 | ISO 17025
10534 | Electromagnetic compatibility (EMC) - Conducted Susceptibility, Damped Sinusoidal Transients, Cables and Power Leads, 10 kHz to 100 MHz | MIL-STD-461E, RE101 | ISO 17025
10535 | Electromagnetic compatibility (EMC) - Conducted Susceptibility, Damped Sinusoidal Transients, Cables and Power Leads, I 0 kHz to 100 MHz | MIL-STD-461E, CSl 16 | ISO 17025
10536 | Electromagnetic compatibility (EMC) - Conducted Susceptibility, Power Leads, 30 Hz to 150 kHz | MIL-STD-461 E, CS 101 | ISO 17025
10537 | Electromagnetic compatibility (EMC) - Conducted Susceptibility, Power Leads, 30 Hz to 150 kHz | MIL-STD-461F, CS101 | ISO 17025
10538 | Electromagnetic compatibility (EMC) - Conducted Susceptibility, Transients, Power Leads | MIL-STD-461F, CS106 | ISO 17025
10539 | Electromagnetic compatibility (EMC) - Confonnity Assessment Procedure of Radio Equipment (K only) | RRA Announce 2011-32, K only (Dec 27, 2011); RRA Announce 2014-90 (Dec. 23, 2014); RRA Announce 2015-135 (Jan. 5, 2016); K only; RRA Announce 2015-81 (Sep. 30, 2015); Korea only; RRA Announce 2013-33, (Jul 26, 2013); Korean only | ISO 17025
10540 | Electromagnetic compatibility (EMC) - Conformity Assessment Procedure for Electromagnetic Interference; With KN 22 (Annex 5) | KN22 (Annex 5) with RRA Announce 2010-5 (Dec 24, 2010) | ISO 17025
10541 | Electromagnetic compatibility (EMC) - Conformity Assessment Procedure for Electromagnetic Susceptibility (K only) | KN 60601-1-2 (Annex 2), RRA 2012-22, K only (Jun. 28, 2012); KN 60601-1-2 (Annex 2), RRA 2013-25, K only (Jun. 17, 2013) | ISO 17025
10542 | Electromagnetic compatibility (EMC) - Conformity Assessment Procedure for Electromagnetic Susceptibility; with KN 14-2 (Annex 4); K only | KN 14-2 (Annex 4) RRA Announce 2013-25(June 17, 2013) | ISO 17025
10543 | Electromagnetic compatibility (EMC) - Criteria for Hand-Held Instruments for the Detection and Identification of Radionuclides, Section 8.2 - Radio Frequency Susceptibility (performed only in conjunction with an accredited lab for "Radiological" tests under the NVLAP RDI LAP) | ANSI N42.34 (2006), Section 8.2 | ISO 17025
10544 | Electromagnetic compatibility (EMC) - Criteria for Hand-Held Instruments for the Detection and Identification of Radionuclides, Section 8.4 - Conducted Immunity (performed only in conjunction with an accredited lab for "Radiological" tests under the NVLAP RDI LAP) | ANSI N42.34 (2006), Section 8.4 | ISO 17025
10545 | Electromagnetic compatibility (EMC) - Criteria for Hand-Held Instruments for the Detection and Identification of Radionuclides, Section 8.5 - Magnetic Fields (performed only in conjunction with an accredited lab for "Radiological" tests under the NVLAP RDI LAP) | ANSI N42.34 (2006), Section 8.5 | ISO 17025
10546 | Electromagnetic compatibility (EMC) - Devices using Ultra-Wideband (UWB) Technology | RSS-220, Issue 1 (March 2009) | ISO 17025
10547 | Electromagnetic compatibility (EMC) - Digital Scanner Receivers | RSS-135, Issue 2 (June 2009) | ISO 17025
10548 | Electromagnetic compatibility (EMC) - Digital Transmission Systems (DTSs), Frequency Hopping Systems (FHSs) and LicenceExempt Local Area Network (LE-LAN) Devices | RSS-247, Issue 1 (May 2015) | ISO 17025
10549 | Electromagnetic compatibility (EMC) - Electrical equipment for measurement, control and laboratory use | EN 61326-1(2006); EN 61326-1:2013:Part 1 | ISO 17025
10550 | Electromagnetic compatibility (EMC) - Electrical equipment for measurement, control and laboratory use - Part 2-6: Particular requirements - In vitro diagnostic (IVD) medical equipment | IEC 61326-2-6 Ed. 2.0 (2012) | ISO 17025
10551 | Electromagnetic compatibility (EMC) - Electrical equipment for measurement, control and laboratory use -Part 1: General requirements | IEC 61326-1 Ed. 2.0 (2012) | ISO 17025
10552 | Electromagnetic compatibility (EMC) - Electrical equipment for measurement, control and laboratory use. Particular requirements. In vitro diagnostic (IVD) medical equipment | EN 61326-2-6 (2013); EN 61326-2-6 (2006) and IEC 61326-2-6 (2005) | ISO 17025
10553 | Electromagnetic compatibility (EMC) - Electrical relays - Part 25: Electromagnetic emission tests for measuring relays and protection equipment | IEC 60255-25 (2000-03); IEC 60255-26 (2013-05) | ISO 17025
10554 | Electromagnetic compatibility (EMC) - Electrical Safety - Criteria for Network Telecom Equipment (sections 2 and 3) | GR-1089-CORE, Issue 5 (August 2009) | ISO 17025
10555 | Electromagnetic compatibility (EMC) - Electromagnetic compatibility - Product family standard for audio, video, audio-visual and entertainment lighting control apparatus for professional use - Part 1: Emission | EN 55103-1 (2009); EN 55103-1 (2009) + A1 (2012) | ISO 17025
10556 | Electromagnetic compatibility (EMC) - Electromagnetic compatibility - Product family standard for audio, video, audio-visual and entertainment lighting control apparatus for professional use - Part 2: Immunity | EN 55103-2 (1996); EN 55103-2 (2009) | ISO 17025
10557 | Electromagnetic compatibility (EMC) - Electromagnetic compatibility of multimedia equipment - Immunity Requirements | KN 35:2015 (Annex 15) | ISO 17025
10558 | Electromagnetic compatibility (EMC) - Electromagnetic compatibility of multimedia equipment. Emission requirements | EN 55032 (2012-05) | ISO 17025
10559 | Electromagnetic compatibility (EMC) - Electromagnetic compatibility of multimedia equipment. Emission requirements | EN 55032 (2015) + AC (2016) | ISO 17025
10560 | Electromagnetic compatibility (EMC) - Electromagnetic compatibility: Information technology equipment - Immunity characteristics - Limits and methods of measurements | SI 961 part 6.2 | ISO 17025
10561 | Electromagnetic compatibility (EMC) - Electromagnetic Disturbance Characteristics of Industrial, Scientific, and Medical (ISM) Radio-Frequency Equipment | HKCA 1007, Issue 5 (March 2012) | ISO 17025
10562 | Electromagnetic compatibility (EMC) - Electromagnetic Disturbance Characteristics oflndustrial, Scientific, and Medical (ISM) Radio-Frequency Equipment | HKTA I007, Issue 5 (March 2012) | ISO 17025
10563 | Electromagnetic compatibility (EMC) - Electromagnetic Disturbance Characteristics oflndustrial, Scientific, and Medical (ISM) Radio-Frequency Equipment | HKTA I007, Issue 5 (March 2012) | ISO 17025
10564 | Electromagnetic compatibility (EMC) - Emergency Alert System (EAS) | ANSI C63.4 (2003) with FCC Method - 47 CFR Part 11; ANSI C63.4 (2009) with FCC Method - 47 Part 11 | ISO 17025
10565 | Electromagnetic compatibility (EMC) - Emergency Position Indicating Radio Beacons (EPlRB), Emergency Locator Transmitters (ELT), Personal Locator Beacons (PLB), and Maritime Survivor Locator Devices (MSLD) | RSS-287, Issue 2 (March 6, 2014) | ISO 17025
10566 | Electromagnetic compatibility (EMC) - Environmental Conditions and Test Procedures for Airborne Equipment - Section 15 - Magnetic Effect | RTCA/DO 160F (2007) | ISO 17025
10567 | Electromagnetic compatibility (EMC) - Environmental Conditions and Test Procedures for Airborne Equipment - Section 16 - Power Input | RTCA/DO-160F (2007) | ISO 17025
10568 | Electromagnetic compatibility (EMC) - Environmental Conditions and Test Procedures for Airborne Equipment - Section 17 - Voltage Spike | RTCA/DO-160F (2007) | ISO 17025
10569 | Electromagnetic compatibility (EMC) - Environmental Conditions and Test Procedures for Airborne Equipment - Section 18 - Audio Frequency Conducted Suspceptibility - Power Input | RTCA/DO-160F (2007) | ISO 17025
10570 | Electromagnetic compatibility (EMC) - Environmental Conditions and Test Procedures for Airborne Equipment - Section 19 - Induced Signal Susceptibility | RTCA/DO-160F (2007) | ISO 17025
10571 | Electromagnetic compatibility (EMC) - Environmental Conditions and Test Procedures for Airborne Equipment - Section 20 - Radio Frequency Susceptibility (Radiated and Conducted) | RTCA/DO-160F (2007) | ISO 17025
10572 | Electromagnetic compatibility (EMC) - Environmental Conditions and Test Procedures for Airborne Equipment - Section 21 - Emissions of Radio Frequency Energy | RTCA/DO-160F (2007) | ISO 17025
10573 | Electromagnetic compatibility (EMC) - Environmental Conditions and Test Procedures for Airborne Equipment - Section 25 - Electrostatic Discharge (ESD) | RTCA/DO-160F (2007) | ISO 17025
10574 | Electromagnetic compatibility (EMC) - ERM; Base Stations (BS), Repeaters and User Equipment (UE) for IMT-2000 ThirdGeneration cellular networks; Part 13: Hannonized EN for IMT-2000, Evolved Universal Terrestrial Radio Access (E-UTRA) (UE) covering the essential requirements | ETSI EN 301 908-13 V4.2.l (2010-03) | ISO 17025
10575 | Electromagnetic compatibility (EMC) - ERM; Cordless Audio Devices in the Range 25 MHz to 2,000 MHz. Part 2: Harmonized EN covering essential requirements of3.2 of the R&TIE Directive | ETSI EN 301 357-2 Vl.3.l (2006-05); ETSI EN 301 357-2 v l.4. l (2007-12) | ISO 17025
10576 | Electromagnetic compatibility (EMC) - ERM; Cordless Audio Devices in the Range 25 MHz to 2,000 MHz; Part l: Technical Characteristics and Test Methods | ETSI EN 301 357-l Vl.4.l (2008-1 l) | ISO 17025
10577 | Electromagnetic compatibility (EMC) - ERM; EMC standard for radio equipment and services; Part 27: Specific conditions for Ultra Low Power Active Medical Implants (ULP-AMI) and related peripheal devices (ULP-AMl-P) | ETSI EN 301 489-27 VI. I.I (2004-06) | ISO 17025
10578 | Electromagnetic compatibility (EMC) - ERM; EMC standard for radio equipment and services; Part 9: Specific conditions for wireless microphones, similar Radio Frequency (RF) audio link equipment, cordless audio and in-ear monitoring devices | ETSI EN 301 489-9 v l.4.l (2007-1 1) | ISO 17025
10579 | Electromagnetic compatibility (EMC) - ERM; Land Mobile Service: Radio equipment for analogue and/or digital communication and operating on narrow band channels and having an antenna connector; Part 1: Technical characteristics and methods of measurement | ETSI EN 301 166-1 Vl.3.2 (2009-11) | ISO 17025
10580 | Electromagnetic compatibility (EMC) - ERM; Land Mobile Service; Radio equipment of the analogue and/or digital communication and operating on narrow band channels and having an antenna connector; Part 2: Harmonized EN covering essential requirements under article 3.2 of the R&T | ETSI EN 301 166-2 Vl .2.3 | ISO 17025
10581 | Electromagnetic compatibility (EMC) - ERM; Radio equipment in the frequency range 402 MH:t Lo 405 MH:t for Ultra Low Power Active Medical Implants and Accessories; Part 1: Technical characteristics, including electromagnetic compatibility requirements, and test methods | ETSI EN 301 839-1 , v i .2. 1 (2007-07); ETSI EN 301 839-1 V 1.3.1 (2009-10); ETSI EN 301 839-2 v l.3. 1 | ISO 17025
10582 | Electromagnetic compatibility (EMC) - ERM; Radio equipment in the frequency range 9kHz to 3 l 5kHz for Ultra Low Power Active Medical Implants (ULP-AMI) and accessories; Part I: Technical characteris.tics and tes.t methods | EN 302 195-1 VI. I.I (2004-03) | ISO 17025
10583 | Electromagnetic compatibility (EMC) - ERM; RF Identification Equipment operating in the band 865 MHz -868 MHz with power levels up to 2 W; Part 2: Harmonized EN m1der Article 3.2 of the R&TTE Directive | ETSI EN 302 208-2 Vl .4.1 (201 l-l l) | ISO 17025
10584 | Electromagnetic compatibility (EMC) - ERM; RF Identification Equipment operating in the band 865 MHz 868 MHz with power levels up to 2 W; Part 2: Harmonized EN under Article 3.2 of the R&TTE Directive | ETSI EN 302 208-2 v l .3 .1 (2010-02) | ISO 17025
10585 | Electromagnetic compatibility (EMC) - ERM; RF Identification Equipment operating in the band 865 MHz 868 MHz with power levels up to 2 W; Part I: Technical requirements and methods of measurement | ETSI EN 302 208-l V l .2.1 (2008-04); ETSI EN 302 208-l Vl.4.l (201 1-11) | ISO 17025
10586 | Electromagnetic compatibility (EMC) - ERM; Short Range Devices (SRD), Radio equipment to be used in the 25 MHz to 1 000 MHz frequency range with power levels ranging up to 500 mW, Part 2: Harmonized EN covering essential requirements under article 3.2 of the R&TTE Directive | ETSI EN 300 220-2 V2.3.1 (2010-02); ETSI EN 300 220-1 V2.3.1 (2010-02) (Part 1: Part 1: Technical Characteristics and Test Methods); ETSI EN 300 220-1 V2.4.l (2012-05) (Part 1: Part 1: Technical Characteristics and Test Methods); ETSI EN 300 220-2 V2.4. l (2012-05); EN 300 422-1 V2.1.1 | ISO 17025
10587 | Electromagnetic compatibility (EMC) - ERM; Short Range Devices (SRD); Radio Equipment in the Frequency Range 9kHz to 30 MHz; Part 2: Harmonized EN Under Article 3.2 of the R&TTE Directive | ETSI EN 300 330-2 V 1.6. l (2015-03); ETSI EN 300 330-1 Vl.8.1 (2015-03) | ISO 17025
10588 | Electromagnetic compatibility (EMC) - ERM; Short Range Devices; Close Range Inductive Data Communication equipment operating at 13,56 MHz - Part 2: Harmonized EN covering essential requirements of Article 3(2) of the R&TTE Directive | EN 302 291-2, vi. I.I | ISO 17025
10589 | Electromagnetic compatibility (EMC) - ERM; Short Range Devices; Radio Equipment in the Frequency Range 9kHz to 25 MHz and Inductive Loop Systems in the Frequency Range 9kHz to 30 MHz; Part 1: Technical Characteristics and Test Methods | ETSI EN 300 330-1 Vl .7.1 (2010-02) | ISO 17025
10590 | Electromagnetic compatibility (EMC) - ERM; Wideband Transmission Systems; Data transport equipment operating in the 2.4 GHz ISM band and using wide band modulation techniques; Ham1onized EN covering essential requirements under article 3 .2 of the R&TTE Directive | ETSI EN 300 328 Vl.7.1 (2006-10); ETSI EN 300 328 Vl.8.1 (2012-06); ETSI EN 300 328 V 1.9. I (2015-02) | ISO 17025
10591 | Electromagnetic compatibility (EMC) - Evaluating Compliance with FCC Guidelines for Human Exposure to Radiofrequency Electromagnetic Field | OET Bulletin 65, Edition 97-01 (August 1997 | ISO 17025
10592 | Electromagnetic compatibility (EMC) - Evaluation and Performance of Radiation Detection Portal Monitors for Use in Homeland Security , Section 8.1 - Radio Frequency (RF) (performed only in conjunction with an accredited lab for "Radioloigical" tests under the NVLAP RDI LAP) | ANSI N42.35 (2006), Section 8.1 | ISO 17025
10593 | Electromagnetic compatibility (EMC) - Evaluation and Performance of Radiation Detection Portal Monitors for Use in Homeland Security , Section 8.2 - Radiated Emissions (performed only in conjunction with an accredited lab for "Radiological" tests under the NVLAP RDI LAP) | ANSI N42.35 (2006), Section 8.2 | ISO 17025
10594 | Electromagnetic compatibility (EMC) - Evaluation and Performance of Radiation Detection Portal Monitors for Use in Homeland Security, Section 8.3 - AC Line Voltage Operations (performed only in conjunction with an accredited lab "Radiological" tests under the NVLAP RDI LAP) | ANSI N42.35 (2006), Section 8.3 | ISO 17025
10595 | Electromagnetic compatibility (EMC) - Evaluation of human exposure to electromagnetic fields from short range devices (SRDs) in various applications over the frequency range 0 GHz to 300 GHz. - Part 1. | EN 62369- 1 (2009) | ISO 17025
10596 | Electromagnetic compatibility (EMC) - Experimental Radio, Auxiliary, Special Broadcast and Other Program Distributional Services in 47 CFR FCC Part 74 | TIA/EIA 603-D (2010) with 47 CFR FCC Part 2 | ISO 17025
10597 | Electromagnetic compatibility (EMC) - FCC Method - 47 CFR Part 15, Subpart D: Unlicensed Personal Communications Service Devices | ANSI C63.17(1998) and ANSI C63.4 (2003); ANSI C63.17(2006) and ANSI C63.4 (2003) | ISO 17025
10598 | Electromagnetic compatibility (EMC) - FCC Method - 47 CFR Part 15, Subpart D: Unlicensed Personal Communications Service Devices | ANSI C63.17 (2013) | ISO 17025
10599 | Electromagnetic compatibility (EMC) - FCC Methods of Measurement of Radio Noise Emissions for ISM Equipment (cited in FCC Method 47 CFR Part 18 - Industrial, Scientific, and Medical Equipment) | FCC OST/MP-5 (1986) | ISO 17025
10600 | Electromagnetic compatibility (EMC) - Field Disturbance Sensors in the Bands 46.7-46.9 GHz (Vehicular Radar) and 76-77 GHz (Vehicular and Airport Fixed Radar) | RSS-251, Issue 1 (Nov. 2014) | ISO 17025
10601 | Electromagnetic compatibility (EMC) - Fixed Wireless Access Equipment Operating in the Band 953-960 MHz | RSS-194, Issue 1 (October 2007) | ISO 17025
10602 | Electromagnetic compatibility (EMC) - Fixed Wireless Access Systems in the Band 3450 - 3650 MHz | RSS-192, Issue 3 (January 2008) | ISO 17025
10603 | Electromagnetic compatibility (EMC) - For technical peformance matters using AS/NZS 4268 | ACMA (Short Range Devices) Standard 2004, +Al, +A2 (2013); ACMA Radiocommunications (Short Range Devices) Standard 2014 | ISO 17025
10604 | Electromagnetic compatibility (EMC) - General Mobile Radio Services in 47 CFR FCC Parts 22 (non-cellular), 90 (nonmicrowave), 95, 97 and I 0 I (non-microwave) | TIA/ElA 603-D (2010) with 47 CFR FCC Part 2 | ISO 17025
10605 | Electromagnetic compatibility (EMC) - General Mobile Radio Services in 47 CFR FCC Parts 73 | TIA/EIA 603-C (2004) with 47 CFR FCC Part 2 | ISO 17025
10606 | Electromagnetic compatibility (EMC) - General Mobile Radio Services in 47 CFR Parts 22 (non-cellular), 74, 90, 95, and 97 | TIA/EIA 603-C (2004) with 47 CFR Part 2 | ISO 17025
10607 | Electromagnetic compatibility (EMC) - General Radio Service Equipment Operating in the Band 26.960 to 27.410 MHz (Citizens Band) | RSS-236, Issue 1 (September 2012 | ISO 17025
10608 | Electromagnetic compatibility (EMC) - General Requirements for Compliance of Radio Apparatus | RSS-Gen, Issue 4 (November 2014); RSS-Gen, Issue 5 (April 2018) + Amendment 1 (March 2019) | ISO 17025
10609 | Electromagnetic compatibility (EMC) - Generic standards. Emission standard for residential, commercial and light-industrial environments | EN 61000-6-3 (2007) + A1 (2011); KN 61000-6-3 (2012-06) | ISO 17025
10610 | Electromagnetic compatibility (EMC) - Global Maritime Distress and Safety System (GMDSS) | RSS-288 Issue 1 (January 2012) | ISO 17025
10611 | Electromagnetic compatibility (EMC) - Global System for Mobile communications (GSM); Harmonized EN for Base Station Equipment covering the essential requirements of article 3.2 of the R&TTE Directive | ETSI EN 301 502 v9 .2.1 (2010-10); ETSI EN 301 502 vl0.2. 1 (20 12-11); ETSI EN 301 502 v 11.1.1 (2014-07) | ISO 17025
10612 | Electromagnetic compatibility (EMC) - Global System for Mobile communications (GSM); Harmonized EN for mobile stations in the GSM 900 and GSM 1,800 bands covering essential requirements tmder article 3.2 of the R&TTE directive ( 1999/5/EC) | EN 301 51 1 V9 .0.2 (2003-03) | ISO 17025
10613 | Electromagnetic compatibility (EMC) - GSM900 and DCS 1800 Mobile Equipment Technical Specifications | PLMNOI (2012) | ISO 17025
10614 | Electromagnetic compatibility (EMC) - Guidlines for Compliance Testing of Unlicensed National Information Infrastructure (UNII) Devices PART 15, SUBPART E | FCC KDB 789033 (June 6, 2014); FCC KDB 789033 (April 8, 2016) | ISO 17025
10615 | Electromagnetic compatibility (EMC) - IEEE Recommended Practice for Detennining the Peak Spatial-Average Specific Absorption Rate (SAR) in the Human Head from Wireless Communications Devices: Measurement Techniques | IEEE Std 1528 (2003) | ISO 17025
10616 | Electromagnetic compatibility (EMC) - IEEE Recommended Practice for Measurements and Computations of Radio Frequency Electronmagnetic Fields With Respect to Human Exposure to Suclh Fields, 100 kHz - 300 GHz | IEEE Std C95.3 (2002) | ISO 17025
10617 | Electromagnetic compatibility (EMC) - IEEE Standard for Safety Levels with Respect to Human Exposure to Radio Frequency Electromagnetic Fields, 3 kHz to 300 GHz | IEEE Std C95.1 (2005) +Al (2010) | ISO 17025
10618 | Electromagnetic compatibility (EMC) - Implants for surgery -- Active implantable medical devices -- Part 4: Implantable infusion pumps Section 27 | ISO 14708-4:2008 | ISO 17025
10619 | Electromagnetic compatibility (EMC) - Implementation and Interpretation of the Interference-Causing Equipment Standard for Digital Apparatus. (Industry Canada) | ICES-003 Issue 4 (2004) | ISO 17025
10620 | Electromagnetic compatibility (EMC) - IMT cellular networks; Hannonized EN covering article 3.2 of the R&TTE Directive; Part 13: Evolved Universal Terrestrial Radio Access (E'UTRA) User Equipment (UE) | ETSI EN 301 908-13 V6.2.1 (2013-l 0) | ISO 17025
10621 | Electromagnetic compatibility (EMC) - IMT cellular networks; Harmonized EN covering the essential requirements of article 3.2 of the R&TTE Directive; Part 15: Evolved Universal Terrestrial Radio Access (E-UTRA FDD) (Repeaters) | EN 301 908-15 V5.2. l | ISO 17025
10622 | Electromagnetic compatibility (EMC) - IMT cellular networks; Harmonized EN covering the essential requirements of article 3.2 of the R&TTE Directive; Part I: Introduction and! common requirements | ETSI EN 301 908-1 V7 .1.1 (2015-03) | ISO 17025
10623 | Electromagnetic compatibility (EMC) - IMT cellular networks;Hannonized EN covering the essential requirements of article 3.2 of the R&TTE Directive;Part 2: CDMA Direct Spread (UTRA FDD) User Equipment (UE) | ETSI EN 301 908-2 V6.2.l (2013-04) | ISO 17025
10624 | Electromagnetic compatibility (EMC) - Industrial trucks - Electromagnetic compatibility | EN 12895 (2000) | ISO 17025
10625 | Electromagnetic compatibility (EMC) - Industrial, scientific and medical (ISM) radio frequency equipment - Electromagnetic disturbance characteristics - Limits and methods of measurement | AS/NZS CISPR 11 (2011); IEC/CISPR 11, Ed. 4.1 (2004-06) + A2 (2006); EN 55011 (2009) + A1 (2010) | ISO 17025
10626 | Electromagnetic compatibility (EMC) - Industrial, Scientific and Medical (ISM) Radio Frequency Generators | ICES-001 | ISO 17025
10627 | Electromagnetic compatibility (EMC) - Industrial, scientific and medical equipment - Radio-frequency disturbance characteristics - Limits and methods of measurement | IEC/CISPR 11 Ed. 5 (2009-05); IEC/CISPR 11 Ed 5 (2009-05) + A1 (2010) | ISO 17025
10628 | Electromagnetic compatibility (EMC) - Information technology equipment - Immunity characteristics - Limits and methods of measurement | IEC/CISPR 24 (1997) and EN 55024 (1998) + A1(2001), A2(2003); EN 55024 (2010) | ISO 17025
10629 | Electromagnetic compatibility (EMC) - Information technology equipment - Radio disturbance characteristics - Limits and methods of measurement | EN 55022 (2006) + A1 (2007); IEC/CISPR 22, Edition 5 (2005) and EN 55022 (1998); EN 55022 (1998) + A1(2000) + A2(2003); IEC/CISPR 22, Edition 5 (2005) + A1(2005) + A2 ; CNS 13438 (2006) (up to 6GHz); EN 55022:2010; IEC/CISPR 22 (2008-09) | ISO 17025
10630 | Electromagnetic compatibility (EMC) - Information technology equipment - Radio disturbance characteristics - Limits and methods of measurement | AS/NZS CISPR 22, 3rd Edition (2006); AS/NZS CISPR 22 (2009) +A1 (2010); TCVN 7189:2009 (CISPR 22:2006) | ISO 17025
10631 | Electromagnetic compatibility (EMC) - Information Technology Equipment (ITE) - Limits and methods of measurement | ICES-003 Issue 5 (2012) | ISO 17025
10632 | Electromagnetic compatibility (EMC) - Intentional Radiators | ANSI C63.4 (2003) with FCC Method 47 CFR Part 15, Subpart C; ANSI C63.4 (2009) with FCC Method 47 CFR Part 15, Subpart C; SS - MP with FCC Method - 15 CFR Part 15, Subpart C | ISO 17025
10633 | Electromagnetic compatibility (EMC) - Land and Coast Station Transmitt ers Using A 1, A2, A3, A2H or A3H Emissions Operating in the 200 - 535 kHz Band | RSS-117, Issue 2 (March 30, 1974); RSS-1 17, Issue 3 (January, 2016) | ISO 17025
10634 | Electromagnetic compatibility (EMC) - Land Mobile and Fixed Equipment Operating iii the Band 1670-1675 MHz | RSS-112, Issue l (Febrmiry 2008) | ISO 17025
10635 | Electromagnetic compatibility (EMC) - Land Mobile and Fixed Equipment Operating in the Frequency Range 27.41-960 MHz | RSS-119, Issue 12 (May 2015) | ISO 17025
10636 | Electromagnetic compatibility (EMC) - Land Mobile and Fixed Radio Transmitters and Receivers, 1.705 to 50.0 MHz, Primarily Amplitude Modulated | RSS-125 (March 25, 2000) | ISO 17025
10637 | Electromagnetic compatibility (EMC) - Licence-exempt Radio Apparatus (All Frequency Bands): Category I Equipment | RSS-210, Issue 8 (December 2010); RSS-210, Issue 8 (December 2010) + Al (February 2015) | ISO 17025
10638 | Electromagnetic compatibility (EMC) - Licence-Exempt Radio Apparatus: Category II Equipment | RSS-310, Issue 4 (July 20 15) | ISO 17025
10639 | Electromagnetic compatibility (EMC) - Licensed Low-Power Radio Apparatus | RSS-123, Issue 3, (February 2015) | ISO 17025
10640 | Electromagnetic compatibility (EMC) - Licensed signal boosters and amplifiers | FCC KDB 935210 (April 8, 2016) | ISO 17025
10641 | Electromagnetic compatibility (EMC) - Limits and methods of measurement of radio disturbance characteristics of electrical lighting and similar equipment | BS EN 55015 (2006) + A2 (2009) | ISO 17025
10642 | Electromagnetic compatibility (EMC) - Limits and methods of measurement of radio disturbance characteristics of electrical lighting and similar equipment | EN 55015:2013 | ISO 17025
10643 | Electromagnetic compatibility (EMC) - Limits and methods of measurements of radio disturbance characteristics of electrical lighting and similar equipment | CISPR 15 (2009); CNS 13439 (2006) | ISO 17025
10644 | Electromagnetic compatibility (EMC) - Limits of Human Exposure to Radiofrequency Electromagnetic Fields in the Frequency Range From 3 kHZ to 300 GHz - Safety Code 6 (Canada) | H46-2/99-273E | ISO 17025
10645 | Electromagnetic compatibility (EMC) - Local Multipoint Communication Systems in the 28 GHz Band; Point-to-Point and Pointto-Multipoint Broadband Communication Systems in the 24 GHz and 38 GHz Bands | RSS-1 91 , Issue 3 (April 2008) | ISO 17025
10646 | Electromagnetic compatibility (EMC) - Location and Monitoring Service (902 - 928 MHz) | RSS-137, Issue 2 (February 2009) | ISO 17025
10647 | Electromagnetic compatibility (EMC) - Low-Power Radio-frequency Devices Technical Specifications | LP 0002 (August 2007); LP 0002 (June 201 1) | ISO 17025
10648 | Electromagnetic compatibility (EMC) - Maritime and Aviation Radio Services in 47 CFR FCC Parts 80 and 87 | TIA/EIA 603-D (20 I 0) with 47 CFR FCC Part 2 | ISO 17025
10649 | Electromagnetic compatibility (EMC) - Maritime and Aviation Radio Services in 47 CFR Parts 80 and 87 | TIA/EIA 603-C (2004) with 47 CFR Part 2 | ISO 17025
10650 | Electromagnetic compatibility (EMC) - Maritime navigation and radiocommunication equipment and systems - General requirements - Methods of testing and required test results | EN 60945 (2002) and IEC 60945 (2002) | ISO 17025
10651 | Electromagnetic compatibility (EMC) - Maritime Radio Transmitters and Receivers in the Band 156 - 162.5 MHz | RSS- 182 Issue 5 (January 2012) | ISO 17025
10652 | Electromagnetic compatibility (EMC) - MEASUREMENT GUIDANCE FOR CERTIFICATION OF LICENSED DIGITAL TRANSMITTERS | FCC KDB 971 168 (October 17, 2014); FCC KDB 971 168 (January 6, 2016) | ISO 17025
10653 | Electromagnetic compatibility (EMC) - Measuring relays and protection equipment - Part 22-3: Electrical disturbance tests - Radiated electromagnetic field immunity | IEC 60255-22-3 (2007-07) | ISO 17025
10654 | Electromagnetic compatibility (EMC) - Medical Devices Operating in the 401-406 MHz Frequency Band | RSS-243, Issue 3, (February 2010) | ISO 17025
10655 | Electromagnetic compatibility (EMC) - Medical Devices Operating in the Band 413-457 MHz | RSS-244, Issue 1 (June 2013) | ISO 17025
10656 | Electromagnetic compatibility (EMC) - Medical electrical equipment - Part 1-2: General requirements for safety - Collateral standard: Electromagnetic compatibility - Requirements and tests | IEC 60601-1-2, Ed 2.1 (2004-11) & EN 60601-1-2 (2002) | ISO 17025
10657 | Electromagnetic compatibility (EMC) - Medical electrical equipment - Part 1-2: General requirements for safety - Collateral standard: Electromagnetic compatibility - Requirements and tests | IEC 60601-1-2, Ed. 3.0 (2007) | ISO 17025
10658 | Electromagnetic compatibility (EMC) - Medical electrical equipment - Part 1-2: General requirements for safety - Collateral standard: EMC - Requirements and test | EN 60601-1-2 (2007) | ISO 17025
10659 | Electromagnetic compatibility (EMC) - Medical electrical equipment - Part 1-2: General requirements for safety - Collateral standard: EMC - Requirements and tests | EN 60601-1-2 (2001) + A1(2006) | ISO 17025
10660 | Electromagnetic compatibility (EMC) - Medical electrical equipment - Part 2-25: Particular requirements for the basic safety and essential performance of electrocardiographs | IEC 60601-2-25 ed2.0, (2011-10), Clause 202 | ISO 17025
10661 | Electromagnetic compatibility (EMC) - Medical electrical equipment - Part 2-27: Particular requirements for the safety, including essential performance, of electrocardiographic monitoring equipment | EN 60601-2-27:2006 | ISO 17025
10662 | Electromagnetic compatibility (EMC) - Medical electrical equipment - Part 2-37: Particular requirements for the safety of ultrasonic medical diagnostic and monitoring equipment | EN 60601-2-37 (2008) | ISO 17025
10663 | Electromagnetic compatibility (EMC) - Medical electrical equipment - Part 2-4: Particular requirements for the basic safety and essential performance of cardiac defibrillators | IEC 60601-2-4 ed3.0 (2010), Clause 202 | ISO 17025
10664 | Electromagnetic compatibility (EMC) - Medical electrical equipment - Part 2-47: Particular requirements for the basic safety and essential performance of ambulatory electrocardiographic systems | IEC 60601-2-47 Ed. 2.0 (2012-02), Clause 202 | ISO 17025
10665 | Electromagnetic compatibility (EMC) - Medical electrical equipment - Particular requirements for the basic safety and essential performance of pulse oximeter equipment for medical use | ISO 9919 ed2.0 (2005), Clause 36 | ISO 17025
10666 | Electromagnetic compatibility (EMC) - Medical Electrical Equipment & System Electromagnetic Immunity Test for RFID Readers | AIM 7351731 (2017) | ISO 17026
10667 | Electromagnetic compatibility (EMC) - Medical Electrical Equipment Part 2-26: Particular Requirements for the Safety of Electroencephalographs | lEC 60601-2-26 (2003); EN 60601-2-26 (2003); TEC 60601-2-26, Ed. 2.0 (2002-l I); lEC 60601-2-26 ed3.0 (2012-05) | ISO 17025
10668 | Electromagnetic compatibility (EMC) - Medical electrical equipment-Part 1-2: General requirements for basic safety and essential performance-Collateral Standard: Electromagnetic disturbances-Requirements and tests | IEC 60601-1-2, Ed. 4, (2014-02) | ISO 17025
10669 | Electromagnetic compatibility (EMC) - Medical electronic equipment Part 2-24: Particular requirements for the safety of infusion pumps and controllers | EN 60601-2-24 (1998) | ISO 17025
10670 | Electromagnetic compatibility (EMC) - Method of Measurement for Radio Transmitter for Use in the Land Mobile Service | HKTA I046, Issue 3 (September 2008) | ISO 17025
10671 | Electromagnetic compatibility (EMC) - Method of Measurement for Radio Transmitter for Use in the Land Mobile Service | HKCA 1046, Issue 3 (September 2008) | ISO 17025
10672 | Electromagnetic compatibility (EMC) - Method of Measurement for Radio Transmitter for Use in the Land Mobile Service | HKTA I046, Issue 3 (September 2008) | ISO 17025
10673 | Electromagnetic compatibility (EMC) - Microwave and Millimeter Bands Radio Services in 47 CFR FCC Parts 25, 74, 90 (90Y, 90Z, DSRC) and I 0 I | TIA/EIA 603-D (2010) with 47 CFR FCC Part 2 | ISO 17025
10674 | Electromagnetic compatibility (EMC) - Microwave Radio Services in 47 CFR Parts 21, 27, 74, and 101 | TIA/EIA 603-C (2004) with 47 CFR Part 2 | ISO 17025
10675 | Electromagnetic compatibility (EMC) - Mobile Broadband Services (MBS) Equipment Operating in the Frequency Bands 698-756 MHz and 777-787 MHz | RSS-130, Issue l (October 2013) | ISO 17025
10676 | Electromagnetic compatibility (EMC) - Mobile Data Radio Tenninal Equipment Technical Specifications | PLMN05 (2007) | ISO 17025
10677 | Electromagnetic compatibility (EMC) - Mobile Earth Stations (MESs) and Ancillary Terrestrial Component (ATC) Equipment Operating in the Mobile-Satellite Service (MSS) Bands | RSS-170, Issue 3 (July 2015) | ISO 17025
10678 | Electromagnetic compatibility (EMC) - Mobile Radio Services in 47 CFR FCC Parts 22 (cellular), 24, 25, 26, and 27 | TIA/EIA 603-D (20 I 0) with 47 CFR FCC Part 2 | ISO 17025
10679 | Electromagnetic compatibility (EMC) - Narrowband Multipoint Communication Systems in the Band 1429.5-1432 MHz | RSS-142, Issue 5 (April 2013) | ISO 17025
10680 | Electromagnetic compatibility (EMC) - National technical regulation on 800 MHz CDMA 2000-1 mobile station | QCVN 13:2010 / BTTIT | ISO 17025
10681 | Electromagnetic compatibility (EMC) - National technical regulation on base stations for W-CDMA FDD | QCVN 16:2010 I BTTIT | ISO 17025
10682 | Electromagnetic compatibility (EMC) - National technical regulation on General ElectroMagnetic Compatibility for Radio Communications Equipment | QCVN 18:2010 / BTTIT; QCVN 18 (2014): BTTTT | ISO 17025
10683 | Electromagnetic compatibility (EMC) - National technical regulation on GSM mobile stations | QCVN 12:2010 / BTTIT (Phase 1 & 2); QCVN 12 (2015): BTTTT | ISO 17025
10684 | Electromagnetic compatibility (EMC) - National technical regulation on Mobile Stations for W-CDMA FDD | QCVN 15:2010 I BTTIT | ISO 17025
10685 | Electromagnetic compatibility (EMC) - National Technical Regulation on Radio Access Equipment Operating in 5 GHz Band | QCVN 65:2013/BTTTT | ISO 17025
10686 | Electromagnetic compatibility (EMC) - National technical regulation on W-CDMA FDD mobile station | QCVN 15 (2015): BTTTT | ISO 17025
10687 | Electromagnetic compatibility (EMC) - Part 22-6: Electrical disturbance tests for measuring relays and protection equipment - Immunity to conducted disturbances induced by radio frequency fields | IEC 60255-22-6 (2001-04) | ISO 17025
10688 | Electromagnetic compatibility (EMC) - Part 2-27: Particular requirements for the basic safety and essential performance of electrocardiographic monitoring equipment | IEC 60601-2-27 ed3.0 (2011), Clause 202 | ISO 17025
10689 | Electromagnetic compatibility (EMC) - Part 2-31: Particular requirements for the basic safety and essential performance of external cardiac pacemakers with internal power source | IEC 60601-2-47:2006, EN 60601-2-47:2001 | ISO 17025
10690 | Electromagnetic compatibility (EMC) - Part 3-11: Limits - Limitation of voltage changes, voltage fluctuations and flicker in public low-voltage supply systems -Equipment with rated current <=75A and subject to conditional connection | IEC 61000-3-11, 1st edition (2000-08) | ISO 17025
10691 | Electromagnetic compatibility (EMC) - Part 3-12: Limits - Limits for harmonic currents produced by equipment connected to public low-voltage systems with input current >16 A and = 75 A per phase | IEC 61000-3-12 Ed. 2.0 (2011) | ISO 17025
10692 | Electromagnetic compatibility (EMC) - Part 4-11: Testing and measurement techniques - Voltage dips, short interruptions and voltage variations immunity tests | IEC 61000-4-11, Ed. 2 (2004-03) & EN 61000-4-11 | ISO 17025
10693 | Electromagnetic compatibility (EMC) - Part 4-13: Testing and measurement techniques - Harmonics and interharmonics including mains signalling at a.c. power port, low frequency immunity tests | IEC 61000-4-13 Ed. 1.1 (2002) + A1 (2009) | ISO 17025
10694 | Electromagnetic compatibility (EMC) - Part 4-28: Testing and Measurement Techniques - Variation of Power Frequency, Immunity Test | IEC 61000-4-28, Edition 1.1 (2002-07); IEC 61000-4-28 (1999) + A1 (2001) + A2 (2009) | ISO 17025
10695 | Electromagnetic compatibility (EMC) - Part 4-3: Testing measurement techniques - Radiated, radio-frequency, electromagnetic field immunity test | EN 61000-4-3 (2006) +A1 (2008) + A2 (2010); IEC 61000-4-3, Ed. 3.0 (2006-02) + A1 (2007) + A2 (2010); IEC 61000-4-3, Ed. 3.1 (2008-04); IEC 61000-4-3 Ed. 3.2 (2010) | ISO 17025
10696 | Electromagnetic compatibility (EMC) - Part 4-39: Testing and measurement techniques - Radiated fields in close proximity - Immunity test | IEC 61000-4-39:2017 | ISO 17025
10697 | Electromagnetic compatibility (EMC) - Part 4-5: Testing and measurement techniques - Surge immunity test | IEC 61000-4-5, Ed 1.1 (2005-11) | ISO 17025
10698 | Electromagnetic compatibility (EMC) - Part 4-6: Testing and measurement techniques - Immunity to conducted disturbances, induced by radio-frequency fields | IEC 61000-4-6 Ed. 3.0 (2008); IEC 61000-4-6 ed4.0 (2013) | ISO 17025
10699 | Electromagnetic compatibility (EMC) - Part 4-8: Testing and measurement techniques -Power frequency magnetic field immunity test | IEC 61000-4-8, Ed. 1.1 (2001); EN 61000-4-8; EC 61000-4-8 (2009) | ISO 17025
10700 | Electromagnetic compatibility (EMC) - Part 6 - 1: Generic standards - Immunity for residential, commercial and light-industrial environments | EN 61000-6-1 (2007) | ISO 17025
10701 | Electromagnetic compatibility (EMC) - Part 6: Generic standards - Section 1: Immunity for residential, commercial and light-industrial environments | IEC 61000-6-1, 2nd edition (2005-03) | ISO 17025
10702 | Electromagnetic compatibility (EMC) - Part 6-2: Generic standards - Immunity for industrial environments | IEC 61000-6-2, Edition 2.0 (2005-01); EN 61000-6-2 (2005) | ISO 17025
10703 | Electromagnetic compatibility (EMC) - Part 6-2: Generic standards - Immunity standard for industrial environments | EN IEC 61000-6-2 (2019) | ISO 17025
10704 | Electromagnetic compatibility (EMC) - Part 6-3: Generic standard - Emission standard for residential, commericial and light industrial environments | KN 61000-6-4 (2012-06) | ISO 17025
10705 | Electromagnetic compatibility (EMC) - Part 6-3: Generic standards - Emission standard for residential, commercial and light-industrial environments | IEC 61000-6-3 (2006) + A1 (2010) | ISO 17025
10706 | Electromagnetic compatibility (EMC) - Part 6-4: Generic standards - Emission standard for industrial environments | IEC 61000-6-4 (2006) +A1 (2010); EN 61000-6-4 (2007) + A1 (2011) | ISO 17025
10707 | Electromagnetic compatibility (EMC) - Particular requirements for the safety including essential performance, of automatic cycling non-invasive blood pressure monitoring equipment | IEC 60601-2-30:1999, EN 60601-2-30:2000 | ISO 17025
10708 | Electromagnetic compatibility (EMC) - Particular requirements. Test configurations, operational conditions and performance criteria for EMC unprotected applications | EN 61326-2-1 (2006-05) | ISO 17025
10709 | Electromagnetic compatibility (EMC) - Particular requirements. Test configurations, operational conditions and performance criteria for portable test, measuring and monitoring equipment used in low-voltage distribution systems | BS EN 61326-2-2 (2006-06) | ISO 17025
10710 | Electromagnetic compatibility (EMC) - Particular requirements. Test configurations, operational conditions and performance criteria for portable test, measuring and monitoring equipment used in low-voltage distribution systems | EN 61326-2-2 (2013) | ISO 17025
10711 | Electromagnetic compatibility (EMC) - Particular requirments for the safety of cardiac defribrillators | IEC 60601-2-4:2005; EN 60601-2-4:2003 | ISO 17025
10712 | Electromagnetic compatibility (EMC) - Particular requirments for the safety of electrocardiographs | IEC 60601-2-25:1993 + A1:1999, EN 60601-2-25:1993 + A1:1999 | ISO 17025
10713 | Electromagnetic compatibility (EMC) - Particular requirments for the safety, including essential performance, of automatic cycling non-invasive blood pressure monitoring equipment | IEC 60601-2-27:2005 | ISO 17025
10714 | Electromagnetic compatibility (EMC) - Perfonnance specification for 26.96-27.41 MHz citizens band (CB) radio transrecivers | HKTA 1050, Issue 1, January 2006 | ISO 17025
10715 | Electromagnetic compatibility (EMC) - Perfonnance Specification for Angle Modulated Radio Transmitters and Receivers for Use as Base, Mobile and Portable Equipment in the Land Mobile Radio Service | HKTA IOIO Issue OI, June 2003 | ISO 17025
10716 | Electromagnetic compatibility (EMC) - Perfonnance Specification for Angle-modulated Radio Transmitters and Receivers for use as Base, Repeater, Mobile and Portable Equipment in the Land Mobile Radio Service | HKTA 1002 Issue 6 ( 112008) | ISO 17025
10717 | Electromagnetic compatibility (EMC) - Perfonnance Specification for Angle-modulated Radio Transmitters and Receivers for use as Base, Repeater, Mobile and Portable Equipment in the Land Mobile Radio Service | HKTA 1002 Issue 6 ( 112008) | ISO 17025
10718 | Electromagnetic compatibility (EMC) - Perfonnance specification for base station and repeater equipment for use in the third generation (3G) mobile communications services employing DCMA2000 spread spectrum | HKTA 1053, Issue 1, June 2008 | ISO 17025
10719 | Electromagnetic compatibility (EMC) - Perfonnance Specification for Base Station Equipment for Use in the Third Generaition (3G) Mobile Communications Services Employing CDMA Direct Spread (UTRA FDD) | HKTA 1043, Issue 4 (June 2008) | ISO 17025
10720 | Electromagnetic compatibility (EMC) - Perfonnance Specification for Cordless Telephone Operating in the 864. I - 868. l MHz Band | HKTA lOI5, Issue 4 (February 2003) | ISO 17025
10721 | Electromagnetic compatibility (EMC) - Perfonnance Specification for Digital Enhanced Cordless Telecommunications (DECT) Equipment for Private Use | HKTA I034, Issue 3 (Oct 2009) | ISO 17025
10722 | Electromagnetic compatibility (EMC) - Perfonnance Specification for Low-Power Radio Microphones, Including Associated Receiving Equipment | HKTA 1008, Issue 3 (February 2003) | ISO 17025
10723 | Electromagnetic compatibility (EMC) - Perfonnance specification for medical implant communication systems | HJTA 1052, Issue 1, January 2008 | ISO 17025
10724 | Electromagnetic compatibility (EMC) - Perfonnance Specification for Radio Frequency Identification (RFID) Equipment Operating in the 865 - 868 MHz and/or 920 - 925 MHz Bands | HKTA 1049, Issue l (April 2005) | ISO 17025
10725 | Electromagnetic compatibility (EMC) - Perfonnance Specification for Radio Interference Limits and Methods of Measurements for Industrial, Scientific and Medical (ISM) Radio-Frequency Equipment (Excluding Surgical Diathem1y Apparatus and RFExciting Arc Welding Machines) | HKTA 1007, Issue 4 (Febrnary 2003) | ISO 17025
10726 | Electromagnetic compatibility (EMC) - Perfonnance Specification for Radiocommunications Apparatus Operating in the 2.4 Ghz or 5 Ghz Band and Employing Frequency Hopping or Digital Modulation | HKTA 1039, Issue 4 (October 2010) | ISO 17025
10727 | Electromagnetic compatibility (EMC) - Perfonnance Specification for Radiocommunications Apparatus Operating in the 27 MHz Band for Private Use | HKTA I04I, Issue I (February 2003) | ISO 17025
10728 | Electromagnetic compatibility (EMC) - Perfonnance Specification for Short-Range Portable Radio Operating in the 409 MHz Band | HKTA 1044, Issue 1 (February 2003) | ISO 17025
10729 | Electromagnetic compatibility (EMC) - Perfonnance specification for user equipment for use in the third generation (3G) mobile communications services employing CDMA direct spread (UTRA FDD) | HKTA 1048, Issue 2, June 2008 | ISO 17025
10730 | Electromagnetic compatibility (EMC) - Perfonnance Specification of the Base Station System (BSS) and Repeater Equipment for use Jn the Public Radiotelephone Service (PMRS) Employing Global System for Mobile Communication (GSM) or in the Personal Communication Service (PCS) | HKTA I020, Issue 6 (April 2007); HKT A 1020, Issue 7 (November 20I I) | ISO 17025
10731 | Electromagnetic compatibility (EMC) - Perfonnance Specification of the Mobile Station and Portable Equipment for use in the Global System for Mobile Communication (GSM) 900 and 1800 MHz Bands | HKTA 1033, Issue 7 (March 2012) | ISO 17025
10732 | Electromagnetic compatibility (EMC) - Perfonnance Specification of the Mobile Station and Portable Equipment for use in the Public Mobile Radiotelephone Service (PMRS) Employing Global System for Mobile Communication (GSM) and/or in the Personal Communication Service (PCS) | HKTA 1033, Issue 6 (May 2010) | ISO 17025
10733 | Electromagnetic compatibility (EMC) - Perforance sepcification for mobile station for use in the third generation (3G) mobile corrununications services employing CDMA2000 spread spectrum | HKTA 1054, Issue 1, September 2008 | ISO 17025
10734 | Electromagnetic compatibility (EMC) - Performance Criteria for Alarming Personal Radiation Detectors for Homeland Security , Section 8.2 - Radio Frequency (performed only in conjunction with an accredited lab for "Radiological" tests under the NVLAP RDI LAP) | ANSI N42.32 (2006), Section 8.2 | ISO 17025
10735 | Electromagnetic compatibility (EMC) - Performance Criteria for Alarming Personal Radiation Detectors for Homeland Security , Section 8.3 - Magnetic Fields (performed only in conjunction with an accredited lab for "Radiological" tests under the NVLAP RDI LAP) | ANSI N42.32 (2006), Section 8.3 | ISO 17025
10736 | Electromagnetic compatibility (EMC) - Performance Criteria for Alarming Personal Radiation Detectors for Homeland Security , Section 8.4-Radiated Emissions (performed only in conjunction with an accredited lab for "Radiological" tests under the NVLAP RDI LAP) | ANSI N42.32 (2006), Section 8.4 | ISO 17025
10737 | Electromagnetic compatibility (EMC) - Performance Criteria for Alarming Personal Radiation Detectors for Homeland Security ; Section 8.1 - Electrostatic Discharge (performed only in conjunction with an accredited lab for "Radiological" tests under the NVLAP RDI LAP) | ANSI N42.32 (2006), Section 8.1 | ISO 17025
10738 | Electromagnetic compatibility (EMC) - Performance Criteria for Hand-Held Instruments for the Detection and Identification of Radionuclides, Section 8.1 - ESD (performed only in conjunction with an accredited lab for "Radiological" tests under the NVLAP RDI LAP) | ANSI N42.34 (2006), Section 8.1 | ISO 17025
10739 | Electromagnetic compatibility (EMC) - Performance Criteria for Hand-Held Instruments for the Detection and Identification of Radionuclides, Section 8.3 - Radiated Emissions (performed only in conjunction with an accredited lab for "Radiological" tests under the NVLAP RDI LAP) | ANSI N42.34 (2006), Section 8.3 | ISO 17025
10740 | Electromagnetic compatibility (EMC) - Performance sepcification for mobile station for use in the third generation (3G) mobile communications services employing CDMA2000 spread spectnun | HKCA 1054, Issue I (September 2008) | ISO 17025
10741 | Electromagnetic compatibility (EMC) - Performance sepcification for mobile station for use in the third generation (3G) mobile communications services employing CDMA2000 spread spectnun | HKCA 1054, Issue I (September 2008) | ISO 17025
10742 | Electromagnetic compatibility (EMC) - Performance specification for 26.96-27.41 MHz citizens band (CB) radio transreceivers | HKCA 1050, Issue I , (January 2006) | ISO 17025
10743 | Electromagnetic compatibility (EMC) - Performance specification for 26.96-27.41 MHz citizens band (CB) radio transreceivers | HKCA 1050, Issue I , (January 2006) | ISO 17025
10744 | Electromagnetic compatibility (EMC) - Performance Specification for Angle Modulated Radio Transmitters and Receivers for Use as Base, Mobile and Portable Equipment in the Land Mobile Radio Service | HKTA IOIO Issue OI, June 2003 | ISO 17025
10745 | Electromagnetic compatibility (EMC) - Performance Specification for Angle Modulated Radio Transmitters and Receivers for Use as Base, Moble and Portable Equipment - Land Moble | HKCA 1010, Issue I (June 2003) | ISO 17025
10746 | Electromagnetic compatibility (EMC) - Performance Specification for Angle Modulated Radio Transmitters and Recievers for Use as Base, Repeater, Moble, and Portable Equipment - Land Moble Radio Services | HKCA 1002, Issue 6 (January 2008) | ISO 17025
10747 | Electromagnetic compatibility (EMC) - Performance Specification for Angle-modulated Radio Transmitters and Receivers for use as Base, Repeater, Mobile and Portable Equipment in the Land Mobile Radio Service | HKT A 1002 Issue 6 ( 112008) | ISO 17025
10748 | Electromagnetic compatibility (EMC) - Performance specification for base station and repeater equipment for use in the third generation (3G) mobile communications services employing DCMA2000 spread spectrum | HKCA 1053, Issue I (June 2008) | ISO 17025
10749 | Electromagnetic compatibility (EMC) - Performance specification for base station and repeater equipment for use in the third generation (3G) mobile communications services employing DCMA2000 spread spectrum | HKCA 1053, Issue I (June 2008) | ISO 17025
10750 | Electromagnetic compatibility (EMC) - Performance Specification for Base Station Equipment for Use in the Third Generaition (3G) Mobile Communications Services Employing CDMA Direct Spread (UTRA FDD) | HKTA 1043, Issue 4 (June 2008) | ISO 17025
10751 | Electromagnetic compatibility (EMC) - Performance Specification for Base Station Equipment for Use in the Third Generation (3G) Mobile Communications Services Employing CDMA Direct Spread (UTRA FDD) | HKCA 1043, Issue 4 (June 2008) | ISO 17025
10752 | Electromagnetic compatibility (EMC) - Performance Specification for Cordless Telephone Operarting in the 864. l to 868. l MHz Band | HKCA 1015, Issue 4 (February 2003) | ISO 17025
10753 | Electromagnetic compatibility (EMC) - Performance Specification for Cordless Telephone Operating in the 864. I - 868. l MHz Band | HKTA lOI5, Issue 4 (February 2003) | ISO 17025
10754 | Electromagnetic compatibility (EMC) - Performance Specification for Digital Enhanced Cordless Telecommunications (DECT) Equipment for Private Use | HKCA 1034, Issue 3 (Oct 2009) | ISO 17025
10755 | Electromagnetic compatibility (EMC) - Performance Specification for Digital Enhanced Cordless Telecommunications (DECT) Equipment for Private Use | HKTA 1035, Issue 6 (May 2011) | ISO 17025
10756 | Electromagnetic compatibility (EMC) - Performance Specification for Low-Power Radio Microphones, Including Associated Receiving Equipment | HKCA 1008, Issue 3 (February 2003); HKCA 1008, Issue 4 (November 2013) | ISO 17025
10757 | Electromagnetic compatibility (EMC) - Performance Specification for Low-Power Radio Microphones, Including Associated Receiving Equipment | HKTA 1008, Issue 3 (February 2003) | ISO 17025
10758 | Electromagnetic compatibility (EMC) - Performance specification for medical implant communication systems | HKCA 1052, Issue 2 (September 2012) | ISO 17025
10759 | Electromagnetic compatibility (EMC) - performance specification for medical implant communication systems | HKCA 1052, Issue 2 (September 2012) | ISO 17025
10760 | Electromagnetic compatibility (EMC) - Performance Specification for Radio Equipment Exempted From Licensing | HKCA 1035, Issue 6 (May 2011) | ISO 17025
10761 | Electromagnetic compatibility (EMC) - Performance Specification for Radio Equipment Exempted From Licensing | HKTA 1035, Issue 6 (May 2011) | ISO 17025
10762 | Electromagnetic compatibility (EMC) - Performance Specification for Radio Equipment Exempted From Licensing | HKTA 1039, Issue 4 (October 2010) | ISO 17025
10763 | Electromagnetic compatibility (EMC) - Performance Specification for Radio Equipment Operating in the 5 GHz Band for Wireless Access | HKCA 1042, Issue 2 (February 2003) | ISO 17025
10764 | Electromagnetic compatibility (EMC) - Performance Specification for Radio Frequency Identification (RFID) Equipment Operating in the 865 - 868 MHz and/or 920 - 925 MHz Bands | HKCA 1049, Issue l (April 2005) | ISO 17025
10765 | Electromagnetic compatibility (EMC) - performance Specification for Radio Frequency Identification (RFID) Equipment Operating in the 865 - 868 MHz and/or 920 - 925 MHz Bands | HKTA 1049, Issue l (April 2005) | ISO 17025
10766 | Electromagnetic compatibility (EMC) - Performance Specification for Radio Interference Limits and Methods of Measurements for Industrial, Scientific and Medical (ISM) Radio-Frequency Equipment (Excluding Surgical Diathem1y Apparatus and RFExciting Arc-Welding Machines) | HKTA 1007, Issue 4 (Febrnary 2003) | ISO 17025
10767 | Electromagnetic compatibility (EMC) - Performance Specification for Radiocommunications Apparatus Operating in the 2.4 Ghz or 5 Gbz Band and Employing Frequency Hopping or Digital Modulation | HKCA 1039, Issue 4 (October 2010); HKCA 1039, Issue 5 (June 2013) | ISO 17025
10768 | Electromagnetic compatibility (EMC) - Performance Specification for Radiocommunications Apparatus Operating in the 2.4 Ghz or 5 Ghz Band and Employing Frequency Hopping or Digital Modulation | HKCA 1039, Issue 6 (June 2015) | ISO 17025
10769 | Electromagnetic compatibility (EMC) - Performance Specification for Radiocommunications Apparatus Operating in the 2.4 Ghz or 5 Ghz Band and Employing Frequency Hopping or Digital Modulation |  | ISO 17025
10770 | Electromagnetic compatibility (EMC) - Performance Specification for Radiocommunications Apparatus Operating in the 27 MHz Band for Private Use | HKCA 1041, Issue I (February 2003) | ISO 17025
10771 | Electromagnetic compatibility (EMC) - Performance Specification for Radiocommunications Apparatus Operating in the 27 MHz Band for Private Use | HKTA 1043, Issue 4 (June 2008) | ISO 17025
10772 | Electromagnetic compatibility (EMC) - Performance Specification for Short-Range Portable Radio Operating in the 409 MHz Band | HKTA 1044, Issue 1 (February 2003) | ISO 17025
10773 | Electromagnetic compatibility (EMC) - Performance Specification for Short-Range Portable Radio Operating in the 409 MHz Band | HKCA 1044, Issue I (February 2003) | ISO 17025
10774 | Electromagnetic compatibility (EMC) - Performance specification for user equipment for use in the third generation (3G) mobile communications services employing CDMA direct spread (UTRA FDD) | HKCA 1048, Issue 2, (June 2008) | ISO 17025
10775 | Electromagnetic compatibility (EMC) - performance specification for user equipment for use in the third generation (3G) mobile communications services employing CDMA direct spread (UTRA FDD) | HKTA 1048, Issue 2, June 2008 | ISO 17025
10776 | Electromagnetic compatibility (EMC) - Performance Specification of the Base Station System (BSS) and Repeater Equipment for use In the Public Radiotelephone Service (PMRS) Employing Global System for Mobile Communication (GSM) or in the Personal Communication Service (PCS) | HKCA 1020, Issue 7 (November 201 1) | ISO 17025
10777 | Electromagnetic compatibility (EMC) - Performance Specification of the Base Station System (BSS) and Repeater Equipment foruse Jn the Public Radio telephone Service (PMRS) Employing Global System for Mobile Communication (GSM) or in the Personal Communication Service (PCS) | HKTA I020, Issue 6 (April 2007); HKT A 1020, Issue 7 (November 20I I) | ISO 17025
10778 | Electromagnetic compatibility (EMC) - Performance Specification of the Mobile Station and Portable Equipment for use in the Global System for Mobile Communication (GSM) 900 and 1800 MHz Bands | HKTA 1033, Issue 7 (March 2012) | ISO 17025
10779 | Electromagnetic compatibility (EMC) - Performance Specification of the Mobile Station and Portable Equipment for use in the Global System for Mobile Communication (GSM) 900 and 1800 MHz Bands | HKCA 1033, Issue 7 (March 2012) | ISO 17025
10780 | Electromagnetic compatibility (EMC) - Performance Specification of the Mobile Station and Portable Equipment for use in the Public Mobile Radiotelephone Service (PMRS) Employing Global System for Mobile Communication (GSM) and/or in the Personal Communication Service (PCS) | HKTA 1033, Issue 6 (May 2010) | ISO 17025
10781 | Electromagnetic compatibility (EMC) - Personal Mobile Radio Services in 47 CFR FCC Part 20 | TIA/EIA 603-D (2010) with 47 CFR FCC Part 2 | ISO 17025
10782 | Electromagnetic compatibility (EMC) - Personal Mobile Radio Services in 47 CFR FCC Part 20 | TIA/ElA 603-C (2004) with 47 CFR FCC Part 2 | ISO 17025
10783 | Electromagnetic compatibility (EMC) - Personal Mobile Radio Services in 47 CFR FCC Parts 22 (cellular), 24, 25, 26, and 27 | TIA/EIA 603-C (2004) with 47 CFR FCC Part 2 | ISO 17025
10784 | Electromagnetic compatibility (EMC) - Personal Mobile Radio Services in 47 CFR Part 22 (cellular) and Part 24 - (limited to TX conducted and radiated power and RX - TX radiated spurious emissions) | TIAIEIA 603-D (2010) with 47 CFR Part 2 | ISO 17025
10785 | Electromagnetic compatibility (EMC) - Personal Radio Services in 47 Cf R FCC Part 95 | TIA/EIA 603-D (2010) with 47CFR FCC Part 2 | ISO 17025
10786 | Electromagnetic compatibility (EMC) - PHS Terminal equipment | QCVN 11:2010 / BTTIT | ISO 17025
10787 | Electromagnetic compatibility (EMC) - Point-to-Multipoint Broadband Equipment Operating in the Bands 512-608 MHz and 614-698 MHz for Rural Remote Broadband Systems (RRBS) (TV Channels 21 to 51) | RSS-196, Issue l (March 20 l 0) | ISO 17025
10788 | Electromagnetic Compatibility (EMC) - Polar Plots |  | n/a
10789 | Electromagnetic Compatibility (EMC) - Polar Plots |  | n/a
10790 | Electromagnetic compatibility (EMC) - Portable Radiation Detection Instrumentation for Homeland Security , Section 8.3 - Magnetic Fields (performed only in conjunction with an accredited lab for "Radiological" tests under the NVLAP RDI LAP) | ANSI N42.33 (2006), Section 8.3 | ISO 17025
10791 | Electromagnetic compatibility (EMC) - Portable Radiation Detection Instrumentation for Homeland Security , Section 8.4 - Conducted Immunity (performed only in conjunction with an accredited lab for "Radiological" tests under the NVLAP RDI LAP) | ANSI N42.33 (2006), Section 8.4 | ISO 17025
10792 | Electromagnetic compatibility (EMC) - Portable Radiation Detection Instrumentation for Homeland Security , Section 8.5 - Radiated Emissions (performed only in conjunction with an accredited lab for "Radiological" tests under the NVLAP RDI LAP) | ANSI N42.33 (2006), Section 8.5 | ISO 17025
10793 | Electromagnetic compatibility (EMC) - Portable Radiation Detection Instrumentation for Homeland Security, Section 8.1 - ESD (performed only in conjunction with an accredited lab for "Radiological" tests under the NVLAP RDI LAP) | ANSI N42.33 (2006), Section 8.1 | ISO 17025
10794 | Electromagnetic compatibility (EMC) - Portable Radiation Detection Instrumentation for Homeland Security, Section 8.2 - Radio Frequency (performed only in conjunction with an accredited lab for "Radiological" tests under the NVLAP RDI LAP) | ANSI N42.33 (2006), Section 8.2 | ISO 17025
10795 | Electromagnetic compatibility (EMC) - Product standard to demonstrate the compliances of radio BS & fixed terminal stations for wireless telecom systems with the basic restrictions or the reference levels related to human exposure to RF EM fields (110 MHz-40GHz) General public | EN 50385 (2002) | ISO 17025
10796 | Electromagnetic compatibility (EMC) - Public Mobile Services in 47 CFR FCC Part 24 | TIA/EIA 603-D (2010) with 47 CFR FCC Part 2 | ISO 17025
10797 | Electromagnetic compatibility (EMC) - Radiated Emissions, Electric Field, I 0 kHz to 18 GHz | MIL-STD-461 E, RE 102 | ISO 17025
10798 | Electromagnetic compatibility (EMC) - Radiated Emissions, Electric Field, I 0 kHz to 18 GHz | MIL-STD-461F, RE102 | ISO 17025
10799 | Electromagnetic compatibility (EMC) - Radiated Emissions, Magnetic Field, 30 Hz to 100 kHz | MIL-STD-461 E, RE 102 | ISO 17025
10800 | Electromagnetic compatibility (EMC) - Radiated Emissions, Magnetic Field, 30 Hz to 100 kHz | MIL-STD-46IF, RE101 | ISO 17025
10801 | Electromagnetic compatibility (EMC) - Radiated Susceptibility, Electric Field, 2 MHz to 40 GHz | MIL-STD-461F, RS103 | ISO 17025
10802 | Electromagnetic compatibility (EMC) - Radiated Susceptibility, Electric Field, 2 MHz to 40 GHz | MIL-STD-461E, RS103 | ISO 17025
10803 | Electromagnetic compatibility (EMC) - Radiated Susceptibility, Magnetic Field, 30 Hz to 100 kHz | MIL-STD-461E, RS1001 | ISO 17025
10804 | Electromagnetic compatibility (EMC) - Radiated Susceptibility, Magnetic Field, 30 Hz to 100 kHz | MIL-STD-461F, RS101 | ISO 17025
10805 | Electromagnetic compatibility (EMC) - Radiation Detection Portal Monitors - Homeland Security, Section 8.6 - Conducted Disturbances Induced by Bursts and Radio Frequencies (performed only in conjunction with an accredited lab for "Radiological" tests under the NVLAP RDI LAP) | ANSI N42.35 (2006), Section 8.6 | ISO 17025
10806 | Electromagnetic compatibility (EMC) - Radiation Detection Portal Monitors for Use in Homeland Security, Section 8.4 - Battery Lifetime (perfonned only in conjunction with an accredited lab for "Radiological" tests under the NVLAP RDI LAP) | ANSI N42.35 (2006), Section 8.4 | ISO 17025
10807 | Electromagnetic compatibility (EMC) - Radiation Detection Portal Monitors for Use in Homeland Security, Section 8.5 - Electrostatic Discharge (ESD) (performed only in conjunction with an accredited lab for "Radiological" tests under the NVLAP RDI LAP) | ANSI N42.35 (2006), Section 8.5 | ISO 17025
10808 | Electromagnetic compatibility (EMC) - Radiation Detection Portal Monitors for Use in Homeland Security, Section 8.7 - Surges and Oscillatory Waves (performed only in conjunction with an accredited lab for "Radiological" tests under the NVLAP RDI LAP) | ANSI N42.35 (2006), Section 8.7 | ISO 17025
10809 | Electromagnetic compatibility (EMC) - Radio Broadcast Services in 47 CFR Parts FCC 73 and 74 (non-microwave) | TIA/EIA 603-D (2010) with 47 CFR FCC Part 2 | ISO 17025
10810 | Electromagnetic compatibility (EMC) - Radio communication equipment - General ElectroMagnetic Compatibility Requirement | TCN 68-192:2003 | ISO 17025
10811 | Electromagnetic compatibility (EMC) - Radio equipment and systems - Short range devices - Limits and methods of measurement | AS/NZS 4268 (2008); AS/NZS 4268 (2008) +Al (2010); AS/NZS 4268 (2012); AS/NZS 4268 (2012) +Al (2013) | ISO 17025
10812 | Electromagnetic compatibility (EMC) - Radio equipments operating in the 2.4 GHz band and using spread spectrum modulation techniques - Technical requirements | QCVN 54:201 1/BTTTT | ISO 17025
10813 | Electromagnetic compatibility (EMC) - Radio equipments operating in the 2.4 GHz band and using spread spectrum modulation techniques - Teclmical requirements | TCN 68-242:2006 | ISO 17025
10814 | Electromagnetic compatibility (EMC) - Radio spectnun Matters (ERM); EMC standard for radio equipment and services; Part 5: Specific conditions for Private land Mobile Radio (PMR) and ancillary equipment (speech and non-speech) | ETSI EN 301 489-5 v 1.3 .1 (2002-08) | ISO 17025
10815 | Electromagnetic compatibility (EMC) - Radio spectrum Matters (ERM): Short range devices; Radio equipment to be used in the l GHz to 40 GHz frequency range; Part 1: Technical characteristics and test methods | ETSI EN 300 440-1 v 1.3 .1 (2001-09); ETSI EN 300 440-1 V 1.6. l (2010-08) | ISO 17025
10816 | Electromagnetic compatibility (EMC) - Radio spectrum Matters (ERM); ElectroMagnetic Compatibility (EMC) standard for radio equipment and services; Part 50 | ETSI EN 301 489-50 Vl.2.l (2013-03) | ISO 17025
10817 | Electromagnetic compatibility (EMC) - Radio spectrum Matters (ERM); ElectroMagnetic Compatibility (EMC) standard for radio equipment and services; Part 8: Specific conditions for GSM base stations | ETSI EN 301 489-8 v 1.2.1 (2002-08) | ISO 17025
10818 | Electromagnetic compatibility (EMC) - Radio spectrum Matters (ERM); Radio Frequency Identification Equipment operating in the band 865 MHz to 868 MHz with power levels up to 2 Wand in the band 915 MHz to 921 MHz with power levels up to 4 W; Part 1: Technical requirements and methods of measurement | ETSI EN 302 208-1 V2. l. l (2015-02) | ISO 17025
10819 | Electromagnetic compatibility (EMC) - Radio spectrum Matters (ERM); Short range devices; Radio equipment to be used in the 1 GHz to 40 GHz frequency range; Part 2: Hannonized EN under article 3.2 of the R&TTE Directive | ETSI EN 300 440-2 v 1.4.1 (2010-08) | ISO 17025
10820 | Electromagnetic compatibility (EMC) - Radio spectrum Matters (ERM); Telecommunication network equipment | ETSI EN 300 386 Vl.5.1 (2010-10); ETSI EN 300 386 Vl.6.1 (2012-Q9) | ISO 17025
10821 | Electromagnetic compatibility (EMC) - Radio spectrum Matters (ERM);Short Range Devices (SRD);Close Range Inductive Data Communication equipment operating at 13,56 MHz;Part 1: Technical characteristics and test methods | EN 302 291-1 V.1.1.1 | ISO 17025
10822 | Electromagnetic compatibility (EMC) - Radio spectrum Matters; ElectroMagnetic Compatibility standard for radio equipment and services; Part 3: Specific conditions for Short-Range Devices (SRD) operating on frequencies between 9 kHz and 40 GHz | ETSI EN 301 489-3 vl.4.1 (2002-08) | ISO 17025
10823 | Electromagnetic compatibility (EMC) - Radiocommunications (Electromagnetic Radiation - Human Exposure) Amendment Standard 2007 (No. I) | ACA Standard 2007 + Al (2011) | ISO 17025
10824 | Electromagnetic compatibility (EMC) - Radiocommunications (Electromagnetic Radiation - Human Exposure) Standard 2003 | ACA Standard 2003 | ISO 17025
10825 | Electromagnetic compatibility (EMC) - Radiocommunications (Electromagnetic Radiation - Human Exposure) Standard 2013 | ACA Standard 2013 | ISO 17025
10826 | Electromagnetic compatibility (EMC) - Radiofrequency fields - Principles and methods of measurement and computation - 3 kHz to 300 GHz | AS 2772.2:201 1 | ISO 17025
10827 | Electromagnetic compatibility (EMC) - Radio-Telecommunications Equipment microwave multichannel systems in the fixed service point to point and point to multipoint - Part I: radio multiple access | NOM-088/ l-SCTl-2002 | ISO 17025
10828 | Electromagnetic compatibility (EMC) - Radio-Telecommunications Equipment microwave multichannel systems in the fixed service point to point and point to multipoint-Part ll:Transportatiom | NOM-088/2-SCT 1-2002 | ISO 17025
10829 | Electromagnetic compatibility (EMC) - Radio-Telecommunications-radio systems using spread spectrum teclmology - equipment radio frequency hopping and digital modulation operating in the bands 902-928 MHz, 2400-2483.5 MHZ, & 5725-5850 MHz | NOM-121-SCTl-2009 | ISO 17025
10830 | Electromagnetic compatibility (EMC) - Regulations on Radio Equipment; Korean only | MSIP Public Notification 2014-39 (Jul I, 2014); MSIP Public Notification 2013-157 (Sep 11 ,2013); K only; MSIP Public Notification 2015-89 (Nov. 11, 2015); K only; MSIP Public Notification 2014-92 (Dec. 3,2014); MSIP Public Notification 2015-95 (Dec. 8 2015); K only | ISO 17025
10831 | Electromagnetic compatibility (EMC) - Requirements for connection to an air interface of a Telecommllllications Network - Part 3: GSM Customer Equipment | AS/ ACIF S042.3 :2005 | ISO 17025
10832 | Electromagnetic compatibility (EMC) - Requirements for connection to an air interface of a Telecommllllications Network - Part I: General | AS/CA S042. l (2011); AS/CA S042.l (2010) +Al (2013) | ISO 17025
10833 | Electromagnetic compatibility (EMC) - Requirements for connection to an air interface of a Telecommunications Network - Part 4: IMT-2000 Customer Equipment | AS/CA S042.4 (2011) | ISO 17025
10834 | Electromagnetic compatibility (EMC) - Requirements for household appliances, electric tools and similar apparatus - Part 1: Emission | EN 55014-1 (2006); EN 55014-1 (2006) +A1 (2009) +A2 (2011) | ISO 17025
10835 | Electromagnetic compatibility (EMC) - Road vehicles - Electrical disturbances from conduction and coupling - Part 2: Electrical transient conduction along supply lines only | ISO 7637-2, Second edition (2004) + A1 (2008) | ISO 17025
10836 | Electromagnetic compatibility (EMC) - Road vehicles -- Environmental conditions and testing for electrical and electronic equipment -- Part 1: General | ISO 16750-1:2006 | ISO 17025
10837 | Electromagnetic compatibility (EMC) - RSS-2 J 6 Wireless Power Transfer Devices (Wireless Chargers) | RSS-216, Issue 1 (September 2014); RSS-216, Issue 2 (January 20, 2016) | ISO 17025
10838 | Electromagnetic compatibility (EMC) - Section 15, Magnetic Effects | RTCA DO-160G | ISO 17025
10839 | Electromagnetic compatibility (EMC) - Section 16, Power Input | RTCA DO-160G | ISO 17025
10840 | Electromagnetic compatibility (EMC) - Section 17, Voltage Spikes | RTCA DO-160G | ISO 17025
10841 | Electromagnetic compatibility (EMC) - Section 19, Induced Signal Susceptibility | RTCA DO-160G | ISO 17025
10842 | Electromagnetic compatibility (EMC) - Section 20.4, RF Susceptibility, Conducted | RTCA DO-160G | ISO 17025
10843 | Electromagnetic compatibility (EMC) - Section 21.3, RF Emissions, Conducted | RTCA DO-160G | ISO 17025
10844 | Electromagnetic compatibility (EMC) - Section 21.4, RF Emissions, Conducted | RTCA DO-160F | ISO 17025
10845 | Electromagnetic compatibility (EMC) - Section 21.4, RF Emissions, Conducted | RTCA DO-160G | ISO 17025
10846 | Electromagnetic compatibility (EMC) - Section 21.5, RF Emissions, Radiated | RTCA DO-160F | ISO 17025
10847 | Electromagnetic compatibility (EMC) - Shipborne Radar in the 2900-3100 MHz and 9225-9500 MHz Bands | RSS:238, Issue 1(July2013) | ISO 17025
10848 | Electromagnetic compatibility (EMC) - Short Range Devices - Radio equipment in the frequency range 9 kHz to 25 MHz | QCVN 55:201 1/BTTTT | ISO 17025
10849 | Electromagnetic compatibility (EMC) - Short Range Devices - Radio equipment in the frequency range 9 kHz to 25 MHz - Technical requirements | TCN 68-243:2006 | ISO 17025
10850 | Electromagnetic compatibility (EMC) - Short Range Devices; Radio Equipment in the Frequency Range 9kHz to 25 MHz and Inductive Loop Systems in the Frequency Range 9kHz to 30 MHz; Part 1: Technical Characteristics and Test Methods | ETSI EN 300 330-1 Vl.5.1 (2006-04); ETSI EN 300 330-2 Vl.5.l (2010-02) | ISO 17025
10851 | Electromagnetic compatibility (EMC) - Sound and broadcast receivers and associated equipment - Radio disturbance characteristics - Limits and methods of measurement | EN 55014-1 (2006) | ISO 17025
10852 | Electromagnetic compatibility (EMC) - Sound and television broadcast receivers and associated equipment - Immunity characteristics - Limits and methods of measuremen | IEC/CISPR 20 (2006); EN 55020 (2007-01) + A11 (2011); CISPR 20 (2006) +A1 (2013) | ISO 17025
10853 | Electromagnetic compatibility (EMC) - Sound and television broadcast receivers and associated equipment - immunity characteristics - Limits and methods of measurement | EN 55020 (2007-01) | ISO 17025
10854 | Electromagnetic compatibility (EMC) - Specifications-Radio-Telecommunications techniques for transmitters used in mobile radio | NOM-083-SCT 1-2002 | ISO 17025
10855 | Electromagnetic compatibility (EMC) - Specifications-Radio-Telecommunications techniques in transmitting apparatus intended for specialized mobile radio fleet | NOM-084-SCTl-2002 | ISO 17025
10856 | Electromagnetic compatibility (EMC) - Standard for radio equipment and services; Part 23: Specific conditions for IMT-2000 CDMA Direct Spread (UTRA and E-UTRA) Base Station (BS) radio, repeater and ancillary equipment | ETSI EN 301 489-23 vl.5. l (201 1-11) | ISO 17025
10857 | Electromagnetic compatibility (EMC) - Standard for radio equipment and services; Part 23: Specific conditions for IMT-2000 CDMA Direct Spread (UTRA and E-UTRA) Base Station (BS) radio, repeater and ancillary equipment | ETSI EN 301 489-23 vl.5. l (201 1-11) | ISO 17025
10858 | Electromagnetic compatibility (EMC) - Standard for radio equipment and services; Part 31: Specific conditions for equipment in the 9kHz to 3 l 5kHz band for Ultra Low Pwer Active | ETSI EN 30 I 489-31 V l.1.1 (2005) | ISO 17025
10859 | Electromagnetic compatibility (EMC) - Standard for Radio Equipment and Services; Part l: Common Technical Requirements | ETSI EN 301 489-1 Vl.9.2 (2011-09) | ISO 17025
10860 | Electromagnetic compatibility (EMC) - Standard for radio equipment; Part 17: Specific conditions for Broadband Data Transmission Systems | ETSI EN 301 489-17 V2.2.1 (2012-09) | ISO 17025
10861 | Electromagnetic compatibility (EMC) - Subscriber Station for Wireless Broadband Access Type Approval Technical Specification | PLMN09 (2012) | ISO 17025
10862 | Electromagnetic compatibility (EMC) - Technical Requirements and Test Methods for Electromagnetic Interference; K only (See specific Annexes listed on scope) | RRA 2013-3 and 2013-24, June 17, 2013, Korean only; RRA 2014-8 and RRA 2014-37 (June 23, 2014); RRA Public Notification 2011-24, K only (Dec 23, 2011) | ISO 17025
10863 | Electromagnetic compatibility (EMC) - Technical Requirements and Test Methods for Electromagnetic Susceptibility; Korean only (See specific Annexes listed on scope) | RRA 2013-4 and RRA2013-25, June 17, 2013, Korean only | ISO 17025
10864 | Electromagnetic compatibility (EMC) - Technical Requirements and Test Methods for Electromagnetic Susceptibility; Korean only (See specific annexes listed on scope) | RRA 2014-09 and RRA 2014-38 (June 23, 2014) K only | ISO 17025
10865 | Electromagnetic compatibility (EMC) - Technical Requirements for Electromagnetic Susceptibility (K only) | RRA Public Notification 2011-25, K only (Dec 23, 2011) | ISO 17025
10866 | Electromagnetic compatibility (EMC) - Technical Requirements for Measurement of Electromagnetic Field Strength, K only | RRA Notice 2014-2, K only (Feb. 4, 2014); RRA Public Notification 2012-21 (Nov 6, 2012); K only | ISO 17025
10867 | Electromagnetic compatibility (EMC) - Technical Requirements for Radio Equipment: Unlicensed Radio Equipment Established Without Notice | MSIP Public Notification 2013-116 Aug 29, 2013; K only; MSIP Public Notification 2015-9 1 {Nov. I I, 2015); Korean only; MSIP Public Notification 2014-93 (Dec. 3, 2013) | ISO 17025
10868 | Electromagnetic compatibility (EMC) - Technical Requirements for Radio Equipment; Regulations on Radio Equipment | KCC Public Notification 2012-12, K only (Mar. 13, 2012); KCC Public Notification 2012-92 (Nov 6, 2012); Konly | ISO 17025
10869 | Electromagnetic compatibility (EMC) - Technical Requirements for the Human Protection against Electromagnetic Waves | MIC Notice No. 2001-88 (October 10, 2001) | ISO 17025
10870 | Electromagnetic compatibility (EMC) - Technical Requirements for the Human Protection against Electromagnetic Waves; Korea only | MSJP Public Notification 2015-18 (Mar. 25, 2015); K only | ISO 17025
10871 | Electromagnetic compatibility (EMC) - Technical Requirements for Unlicensed Radio Equipment Established Without Notice (K only) | KCC Public Notification 2012-7. K only (Jan 31, 2012); KCC Public Notification 2012-93 (Nov 6, 2012);K only | ISO 17025
10872 | Electromagnetic compatibility (EMC) - Technical Specification for Cellular Mobile Tenninal | IDA TS CMT Issue 1, June 2011 | ISO 17025
10873 | Electromagnetic compatibility (EMC) - Technical Specification for GSM Mobile Terminals | IDA TS GSM-MT: July 2009 | ISO 17025
10874 | Electromagnetic compatibility (EMC) - Technical Specification for Land Mobile Radio Equipment | IDA TS LMR Issue 1 Rev4, June 2011; IDA TS LMR Issue 1Rev5, June 2014 | ISO 17025
10875 | Electromagnetic compatibility (EMC) - Technical Specification for Short Range Devices | IDA TS SRD Issue 1, Revision 3 (January 2008); IDA TS SRD Issue I Rev 6, May 2011; IDA TS SRD Issue 1Rev7, April 2013 | ISO 17025
10876 | Electromagnetic compatibility (EMC) - Technical Specification for Ultra Wideband (UWB) Devices | IDA TS UWB Issue I Rev I , May 2011 | ISO 17025
10877 | Electromagnetic compatibility (EMC) - Technical Specification for Wireless Broadband Access (WBA) Equipment | IDA TS WBA Issue 1 Rev 1, May 2011; IDA TS WBA Issue 1 Rev 2, November 2012 | ISO 17025
10878 | Electromagnetic compatibility (EMC) - Test Method for Electromagnetic Interference; (RRA Announce 2012-21, June 28, 2012) K only | KN14-1 (Annex 4) with RRA Announce 2012-21 (Jun. 28, 2012); KN14-1 (Annex 4) with RRA Announce 2013-24 (Jun. 17 2013) | ISO 17025
10879 | Electromagnetic compatibility (EMC) - Test Method for Electromagnetic Interference; Korean only | KN 61000-3-2 (Annex 1-11); RRA 2014-37 (Sept. 23, 2014); KN 61000-3-3 (Annex 1-12); RRA 2014-37 (Sept. 23, 2014); KN 61000-3-11 (Annex 1-12); RRA 2014-37 (Sept. 23, 2014); KN 61000-3-12 (Annex 1-11); RRA 2014-37 (Sept 23, 2014) | ISO 17025
10880 | Electromagnetic compatibility (EMC) - Test Method for Electromagnetic Interference; With KN 11 (Annex 2). K Only | KN11 (Annex 2) with RRA Announce 2012-21 (Jun. 28, 2012); KN11 (Annex 2) with RRA Announce 2013-24 (June 17, 2013) | ISO 17025
10881 | Electromagnetic compatibility (EMC) - Test Method for Electromagnetic Interference; With KN 301 489-1 (Annex 8-1) Korean Only | KN 301 489-1 (Annex 8-1) w/ RRA Announce 2013-24 (6/17/2013); KN 301 489-3 (Annex 8-8) w/ RRA Announce 2013-24 (6/17/13); KN 301 489-17 (Annex 8-3) w/ RRA Announce 2013-24 (6/17/13); KN 301 489-24 (Annex 8-4) w/ RRA Announce 2013-24 (6/17/13); KN 301 489-27 (Annex 8-14) w/ RRA Announce 2013-24 (6/17/13); KN 61000-6-3 (Annex 14) with RRA Announce 2013-24 (6/17/13); KN 61000-6-4 (Annex 15) with RRA Anounce 2013-24 (6/17/2013) | ISO 17025
10882 | Electromagnetic compatibility (EMC) - Test Method for Electromagnetic Susceptibility (RRA Announce 2012-22, June 28, 2012) K only | KN 61000-6-1 (Annex 11); RRA Announce 2012-22 (Jun 28, 2012); KN 61000-6-1 (Annex 11); RRA Announce 2013-25 (Jun 17, 2013); KN 61000-6-2(Annex 14); RRA Announce 2012-22 (Jun.28,2012); KN 61000-6-2 (Annex 14) w/ RRA Announce 2013-25 (6/17/13) | ISO 17025
10883 | Electromagnetic compatibility (EMC) - Test Method for Electromagnetic Susceptibility (RRA Announce 2012-22, June 28, 2012) K only | KN 61000-4-11 (Annex 1-7) RRA Announce 2012-22(Jun.28, 2012); KN 61000-4-11 (Annex 1-7) RRA Announce 2013-25(June 17, 2013); KN 24 (Annex 5) with RRA Announce 2012-22 (Jun. 28, ; KN 24 (Annex 5) with RRA Announce 2013-25 (Jun. 17, 2013); KN 61000-4-2 (Annex 1-1) RRA Announce 2012-22(Jun. 28, 2012); KN 61000-4-2 (Annex 1-1) RRA Announce 2013-25 (June 17, 2013) | ISO 17025
10884 | Electromagnetic compatibility (EMC) - Test Method for Electromagnetic Susceptibility (RRA Announce 2012-22, June 28, 2012) K only | KN 61000-4-3 (Annex 1-2) RRA Announce 2012-22(Jun. 28, 2012); KN 61000-4-3 (Annex 1-2) RRA Announce 2013-25 (June 17, 2013) | ISO 17025
10885 | Electromagnetic compatibility (EMC) - Test Methods for Electromagnetic Compatibility; Korea only | RRA Announce 2015-110 (Dec. 3, 2015); K only; RRA Public Notification 2015-27 (Dec. 3 2015); Korea only | ISO 17025
10886 | Electromagnetic compatibility (EMC) - Test Methods for Electromagnetic Interference (RRA Announce 2012-21, June 28, 2012) K only | KN22 (Annex 5) with RRA Announce 2012-21 (Jun. 28, 2012); KN22 (Annex 5) with RRA Announce 2013-24 (June 17, 2013); KN 301-489-07 (Annex 8-2); RRA Announce2013-24,(Jun 17,2013); KN 301-489-24 (Annex 8-4); RRA Announce2012-21,(Jun 28,2012); KN 301-489-27(Annex 8-14); RRA Announce2012-21(Jun. 28,2012) | ISO 17025
10887 | Electromagnetic compatibility (EMC) - Test Methods for Electromagnetic Interference using KN 16-1-1, KN 16-1-2, KN 16-1-3, KN 16-1-4, KN 16-1-5, KN 16-2-1, KN 16-2-2, KN 16-2-3, KN 16-2-4 | RRA Announce 2012-21, K only (Jun. 28, 2012); RRA Announce 2013-24, June 17, 2013;Korean only | ISO 17025
10888 | Electromagnetic compatibility (EMC) - Test Methods for Electromagnetic Susceptibility (RRA Announce 2012-22, June 28, 2012) K only | KN 301-489-01 (Annex 8-1);RRA Announce 2012-22(Jun 28,2012); KN 301-489-01 (Annex 8-1);RRA Announce 2012-22(Jun. 28,2012); KN 301-489-07 (Annex 8-2); RRA Announce 2012-22(Jun 28,2012); KN 301-489-17 (Annex 8-3); RRA Announce 2012-22(Jun 28,2012); KN 301-489-24 (Annex 8-4); RRA Announce 2012-22(Jun 28,2012); KN 301-489-24 (Annex 8-4); RRA Announce 2013-25(Jun 17,2013); KN 301-489-03 (Annex 8-8); RRA Announce 2012-22(Jun.28,2012); KN 301-489-03 (Annex 8-8); RRA Announce 2013-25(Jun.17,2013) | ISO 17025
10889 | Electromagnetic compatibility (EMC) - Test Methods for Electromagnetic Susceptibility (RRA Announce 2012-22, June 28, 2012) K only | KN 61000-4-4 (Annex 1-3) RRA Announce 2012-22(Jun. 28, 2012); KN 61000-4-4 (Annex 1-3) RRA Announce 2013-25 (June 17, 2013); KN 61000-4-5 (Annex 1-4) RRA Announce 2012-22(Jun. 28, 2012); KN 61000-4-5 (Annex 1-4) RRA Announce 2013-25 (June 17, 2013); KN 61000-4-6 (Annex 1-5) RRA Announce 2012-22(Jun. 28, 2012); KN 61000-4-6 (Annex 1-5) RRA Announce 2013-25 (June 17, 2013); KN 61000-4-8 (Annex 1-6) RRA Announce 2012-22(Jun. 28, 2012); KN 61000-4-8 (Annex 1-6) RRA Announce 2013-25 (June 17, 2013 | ISO 17025
10890 | Electromagnetic compatibility (EMC) - Test Methods for Electromagnetic Susceptibility (RRA Announce 2014-92, Dec 29, 2014) Korean only | KN 14-2 (Annex 4) RRA Announce 2014-92 (Dec29,2014) | ISO 17025
10891 | Electromagnetic compatibility (EMC) - Test Methods of radio disturbance for multimedia equipment | KN 32:2013 (Annex 16); KN 32:2015 (Annex 11) | ISO 17025
10892 | Electromagnetic compatibility (EMC) - Test Procedure for Electromagnetic Field Strength and Specific Absorption Rate;K only | KCC Public Notification 2012-1. K only (Jan 5, 2012) | ISO 17025
10893 | Electromagnetic compatibility (EMC) - Test Specification Number 1 | Lloyd's Register - LR Type Approval System (2002); Lloyd's Register - LR Type Approval System (2013); Lloyd's Register - LR Type Approval System (2015) | ISO 17025
10894 | Electromagnetic compatibility (EMC) - The Third Generation Mobile Telecommunication Terminal Equipment Technical Specifications | PLMN08 (2012) | ISO 17025
10895 | Electromagnetic compatibility (EMC) - TIA Standard: Land Mobile FM or PM Co1mnunications Equipment - Measurement and Perfonnance Standard | ANSl/TWEIA-603-D (2010) | ISO 17025
10896 | Electromagnetic compatibility (EMC) - Trunked Radio Tenninal Equipment Technical Specifications | PLMN04 (2007) | ISO 17025
10897 | Electromagnetic compatibility (EMC) - Unintentional Radiators | ANSI C63.4 (2003) with FCC Method 47 CFR Part 15, Subpart B; ANSI C63.4 (2014) with FCC Method 47 CFR Part 15, Subpart B; ANSI C63.4 (2009) with FCC Method 47 CFR Part 15, Subpart B | ISO 17025
10898 | Electromagnetic compatibility (EMC) - Uninterruptible power systems (UPS) - Part 2 | IEC 62040-2 (2005); EN 62040-2:2006 | ISO 17025
10899 | Electromagnetic compatibility (EMC) - Uninterruptible power systems (UPS) Part 1-2: General and safety requirements for UPS used in restricted access locations | lEC 62040-1-2:2002 | ISO 17025
10900 | Electromagnetic compatibility (EMC) - Unlicensed National Information Infrastructure Service Devices | ANSI C63.4 (2003) with FCC Method 47 CFR Part 15, Subpart E; ANSI C63.4 (2009) with FCC Method 47 CFR Part 15, Subpart E; UNII - MP with FCC Method - 47 CFR Part 15, Subpart E | ISO 17025
10901 | Electromagnetic compatibility (EMC) - Vehicles, boats and internal combustion engine driven devices - Radio disturbance characteristics | CISPR 12 (2007) + A1 (2009) | ISO 17025
10902 | Electromagnetic compatibility (EMC) - Vehicles, boats and internal combustion engines. &nbsp;Radio disturbance characteristics;Limits and methods of measurement for the protection of off-board receivers | EN 55012 :2007; EN 55012 (2007) +A1 (2009) | ISO 17025
10903 | Electromagnetic compatibility (EMC) - White Space Devices (WSDs) | RSS-222, Issue 1 (February 2015) | ISO 17025
10904 | Electromagnetic compatibility (EMC) - Wireless Broadband Access Equipment Operating in the Band 3650-3700 MHz | RSS- 197, Issue 1 (February 2010) | ISO 17025
10905 | Electromagnetic compatibility (EMC) - Wireless Communication Service (WCS) Equipment Operating in the Bands 2305-2320 MHz and 2345-2360 MHz | RSS-195, Issue 2 (April 2014) | ISO 17025
10906 | Electromagnetic compatibility (EMC) - Zone Enhancers for the Land Mobile Service | RSS- 131, Issue 2 (July 2003) | ISO 17025
10907 | Electromagnetic compatibility (EMC) -Part 3-3: Limits - Limitation of voltage changes, voltage fluctuations and flicker in public low- voltage supply systems, for equipment with rated current <= 16 A per phase and not subject to conditional connection | EN 61000-3-3, Ed. 2.0 (2008-09); EN 61000-3-3:2013 (2013-08); IEC 61000-3-3 Ed. 2.0 (2008); IEC 61000-3-3 Ed. 3.0 (2013-05 | ISO 17025
10908 | ElectroMagnetic Compatibility (EMC) standard for radio equipment and services; Part 27: Specific conditions for Ultra Low Power Active Medical Implants (ULP-AMI) and related peripheral devices (ULP-AMI-P); Harmonised Standard covering the essential requirements of article 3.1(b) of Directive 2014/53/EU | ETSI EN 301 489-27 V2.2.1 (2019-04) | ISO 17025
10909 | Electromagnetic compatibility (EMC) standard for radio equipment and services; Part 3: Specific conditions for Short-Range Devices (SRD) operating on frequencies between 9kHz and 246 GHz; Harmonised Standard covering the essential requirements of article 3.1(b) of Directive 2014/53/EU | ETSI EN 301 489-3 V2.1.1 (2019-03) | ISO 17025
10910 | ElectroMagnetic Compatibility (EMC) standard for radio equipment and services; Part 31: Specific conditions for equipment in the 9 kHz to 315 kHz band for Ultra Low Power Active Medical Implants (ULP-AMI) and related peripheral devices (ULP-AMI-P); Harmonised Standard covering the essential requirements of article 3.1(b) of the Directive 2014/53/EU | ETSI EN 301 489-31 V2.2.1 (2019-04) | ISO 17025
10911 | ElectroMagnetic Compatibility (EMC) standard for radio equipment and services; Part 51: Specific conditions for Automotive, Ground based Vehicles and Surveillance Radar Devices using 24,05 GHz to 24,25 GHz, 24,05 GHz to 24,5 GHz, 76 GHz to 77 GHz and 77 GHz to 81 GHz; Harmonised Standard covering the essential requirements of article 3.1b of Directive 2014/53/EU | ETSI EN 301 489-51 V2.1.1 (2019-04) | ISO 17025
10912 | ElectroMagnetic Compatibility (EMC) standard for radio equipment and services; Part 6: Specific conditions for Digital Enhanced Cordless Telecommunications (DECT) equipment; Harmonised Standard covering the essential requirements of article 3.1(b) of the Directive 2014/53/EU | ETSI EN 301 489-6, V2.1.1 (2016-11) | ISO 17025
10913 | Electromagnetic compatibility (EMC) -Test Method for Electromagnetic Susceptibility; With KN 301 489-7 (Annex 8-2) Korean Only | KN 301 489-7 (Annex 8-2) w/ RRA Announce 2013-25 (6/17/13); KN 301 489-1 (Annex 8-1) w/ RRA Announce 2013-25 (6/17/13); KN 301 489-17 (Annex 8-3) w/ RRA Announce 2013-25 (6/17/13) | ISO 17025
10914 | Electromagnetic Compatibility Measurement Procedure for Vehicle Components - Immunity to AC Power Line Electric Fields | SAE J1113-26 (2014-04) | ISO 17025
10915 | Electromagnetic Compatibility Measurement Procedures and Limits for Components of Vehicles, Boats (up to 15 m), and Machines (Except Aircraft) (16.6 Hz to 18 GHz) | SAE J1113-1 (2018-10) | ISO 17025
10916 | Electromagnetic compatibility of multimedia equipment - Emission requirements | CISPR 32 (2015) + A1 (2019) | ISO 17025
10917 | Electromagnetic compatibility of multimedia equipment - Immunity requirements | CISPR 35 (2016) | ISO 17025
10918 | Electromagnetic compatibility. Requirements for household appliances, electric tools and similar apparatus - Emission | EN 55014-1 (2019) | ISO 17025
10919 | Equipment for general lighting purposes - EMC immunity requirements | IEC 61547 ed 3.0 (2020) | ISO 17025
10920 | Equipment for general lighting purposes. EMC immunity requirements | EN 61547 (2009) | ISO 17025
10921 | ERM; ElectroMagnetic Compatibility (EMC) standard for radiio equipment and services; Part 19: Specific conditions for Receive Only Mobile Earth Stations (ROMES) operating in the 1.5 GHz band providing data communications | ETSI EN 301 489-19 V2.1.1 (2019-04) | ISO 17025
10922 | Explosive atmospheres - Part 29-1: Gas Detectors - Performance Requirements of Detectors for Flammable Gases ( Clause 5.4.21) | IEC 60079-29-1, Ed. 2.0 (2016); Clause 5.4.21 | ISO 17025
10923 | Explosive atmospheres - Part 29-4: Gas detectors - Performance requirements of open path detectors for flammable gases (Clause 5.4.17) | IEC 60079-29-4, Ed. 1 (2009), Clause 5.4.17 | ISO 17025
10924 | Generic standard for assessment of low power electronic and electrical equipment related to human exposure restrictions for electromagnetic fields (10 MHz - 300 GHz) | EN 50663 (2017) | ISO 17025
10925 | Guidance for Compliance Measurement on Digital Transmission System, Frequency Hopping Spread Spectrum System, and Hybrid System Devices Operating Under Section 15.247 of the FCC Rules | FCC KDB 558074 D01 (April 2, 2019) | ISO 17025
10926 | Industrial trucks - Electromagnetic compatibility | EN 12895 (2015) + A1 (2019) | ISO 17025
10927 | Industrial, scientific and medical equipment - Radio-frequency disturbance characteristics - Limits and methods of measurement | CISPR 11 ED. 6.2 (2019) | ISO 17025
10928 | Industrial, scientific and medical equipment&mdash;Radio-frequency disturbance characteristics&mdash;Limits and methods of measurement (CISPR 11:2015 +AMD1:2016 (ED.6.1) MOD) | AS CISPR 11 (2017) | ISO 17025
10929 | Information technology equipment - Radio disturpance characteristics - Limits and methods of measurement | RSS-130, Issue 2 (February 2019) | ISO 17025
10930 | Information Technology Equipment (Including Digital Apparatus) - Limits and methods of measurement | ICES-003 Issue 6 (April 2019) | ISO 17025
10931 | Land mobile station for 5GHz band wireless access system (low power type) | MIC Article 2-1 Item (19)-11 | ISO 17025
10932 | Licence-Exempt Radio Apparatus: Category I Equipment | RSS-210, Issue 10 (December 2019) | ISO 17025
10933 | Licensed Wireless Microphones | RSS-123, Issue 4 (August 2019) | ISO 17025
10934 | Low power data communications system in the 2.4GHz band | MIC Article 2-1 Item (19) | ISO 17025
10935 | Low power data communications system in the 5.2, 5.3 GHz band | MIC Article 2-1 Item (19)-3 | ISO 17025
10936 | Low power data communications system in the 5.6GHz band | MIC Article 2-1 Item (19)-3-2 | ISO 17025
10937 | Medical electrical equipment - Part 1-2: General requirements for safety - Collateral standard: Electromagnetic compatibility - Requirements and tests | IEC 60601-1-2, Ed. 4.0 (2014) + A1 (2020) | ISO 17025
10938 | National technical regulation on electromagnetic compatibility for Base Station, Repeater, ancillary equipment of digital cellular telecommunications systems GSM, W-CDMA FDD and LTE | QCVN 103 (2016): BTTTT | ISO 17025
10939 | National technical regulation on Electromagnetic compatibility of multimedia equipment - Emission requirements | QCVN 118 (2018): BTTTT | ISO 17025
10940 | National technical regulation on Evolved Universal Terrestrial Radio Access (E-UTRA FDD) Repeater | QCVN 111 (2017):BTTT | ISO 17025
10941 | National technical regulation on Evolved Universal Terrestrial Radio Access (E-UTRA) Base Stations (BS) | QCVN 110 (2017):BTTTT | ISO 17025
10942 | National technical regulation on Evolved Universal Terrestrial Radio Access (E-UTRA) User Equipment (UE) - Radio Access | QCVN 117 (2018): BTTTT | ISO 17025
10943 | National technical regulation on general electromagnetic compatibility for radio broadband data transmission equipment | QCVN 112 (2017): BTTTT | ISO 17025
10944 | NOM (Normas Oficiales Mexicanas) Certification ​- the CE Mark for Mexico (involves EMC, Safety, etc) | NOM | ISO 17025
10945 | of the Ordinance on Technical Standards Conformity Certification of Specified Radio Equipment - Land mobile station for 5GHz band wireless access system (low power type) MIC-Japan, Radio Law, Scope B1 - Specified Radio Equipment Article 38-2-2 Paragraph 1, item 1 of the Radio Law | MIC Article 2-1 Item (19)-11 | ISO 17025
10946 | of the Ordinance on Technical Standards Conformity Certification of Specified Radio Equipment - Low power data communications system in the 2.4GHz band MIC-Japan, Radio Law, Scope B1 - Specified Radio Equipment Article 38-2-2 Paragraph 1, item 1 of the Radio Law | MIC Article 2-1 Item (19) | ISO 17025
10947 | of the Ordinance on Technical Standards Conformity Certification of Specified Radio Equipment - Low power data communications system in the 5.2, 5.3 GHz band MIC-Japan, Radio Law, Scope B1 - Specified Radio Equipment Article 38-2-2 Paragraph 1, item 1 of the Radio Law | MIC Article 2-1 Item (19)-3 | ISO 17025
10948 | of the Ordinance on Technical Standards Conformity Certification of Specified Radio Equipment - Low power data communications system in the 5.6GHz band MIC-Japan, Radio Law, Scope B1 - Specified Radio Equipment Article 38-2-2 Paragraph 1, item 1 of the Radio Law | MIC Article 2-1 Item (19)-3-2 | ISO 17025
10949 | of the Ordinance on Technical Standards Conformity Certification of Specified Radio Equipment - Specified low power radio equipment MIC-Japan, Radio Law, Scope B1 - Specified Radio Equipment Article 38-2-2 Paragraph 1, item 1 of the Radio Law | MIC Article 2-1 Item (8) | ISO 17025
10950 | Point-to-multipoint broadband equipment operating in the bands 512-608 MHz for rural remote broadband systems (RRBS) (TV Channels 21 to 36) | RSS-196, Issue 2 (February 2019) | ISO 17025
10951 | Product standard to demonstrate the compliance of wireless communication devices with the basic restrictions and exposure limit values related to human exposure to electromagnetic fields in the frequency range from 30 MHz to 6 GHz: hand-held and body mounted devices in close proximity to the human body | EN 50566 (2017) | ISO 17025
10952 | Radio Equipment Directive (RED) Testing - Notified Body Services | Annex III, Conformity Assessment Modules B and C | ISO 17025
10953 | Short Range Devices (SRD); Radio equipment to be used in the 1 GHz to 40 GHz frequency range; Harmonised Standard for access to radio spectrum | ETSI EN 300 440 V2.2.1 (2018-07) | ISO 17025
10954 | Specified low power radio equipment | MIC Article 2-1 Item (8) (Corresponding to Paragraphs 3, 13, and st item 3 of 1989 Notice No. 42 of Heisei era | ISO 17025
10955 | The Third Generation Mobile Telecommunication Terminal Equipment Technical Specifications | PLMN08 (2018) | ISO 17025
10956 | Ultra-Low Power (ULP) Wireless Medical Capsule Endoscopy Devices Operating in the 430-440 MHz Band | RSS-246, Issue 1 (March 2019) | ISO 17025
10957 | Vehicles, Boats and Other Devices Propelled by an Internal Combustion Engine, Electrical Means or Both; Includes updates on e-labelling (Nov 2014) and diesel engine transition period (Feb 2017) | ICES-002 Issue 6, A1 (Mar 2013) | ISO 17025
10958 | Vehicular radar and airport fixed or mobile radar in the 76-81 GHz Frequency band | RSS-251, Issue 2 (July 2018) | ISO 17025
10959 | White Space Devices (WSDs) | RSS-222, Issue 2 (January 2020) | ISO 17025
10960 | Wideband transmission systems; Data transmission equipment operating in the 2.4 GHz band; Harmonised Standard for access to radio spectrum | ETSI EN 300 328 V2.2.2 (2019-07) | ISO 17025
10961 | Wireless Coexistence Testing | IEEE 63.27 | ISO 17025
10962 | Wireless power transmission systems, using technologies other than radio frequency beam in the 19-21 kHz, 59-61 kHz, 79-90 kHz, 100-300 kHz, 6,765-6,795 kHz ranges; Harmonised Standard covering the essential requirements of article 3.2 of Directive 2014/53/EU | ETSI EN 303 417 V1.1.1 (2017-09) | ISO 17025
10963 | Zone enhancers | RSS-131, Issue 3 (May 2017) | ISO 17025
10964 | Low-power Radio-frequency Devices - Technical Regulations | LP0002 (July 2020) | SAC 17025
10965 | Chemical Analysis - LECO Combustion, Fusion, XRF, ICP, ICP-MS, OES | ASTM E415, ASTM E1086, ASTM E414, ASTM E1447, RRMS 30040, ASTM E322, ASTM E539, ASTM E572, ASTM E1085, ASTM E2465, ASTM E305, ASTM E1361, ASTM E1621, ASTM E1019, ASTM E1447, ASTM E1409, ASTM E29, ASTM 2823, Nadcap Codes , F3, G1, G2, G3, G4, G5, S, V | ISO 17025
10966 | Hardness Testing (Rockwell, Vickers, Knoop) | ASTM E140, ASTM E18, ASTM E92, Nadcap Codes L1, M2, M3 | ISO 17025
10967 | Charpy Impact Testing | ASTM E23, Nadcap code N | ISO 17025
10968 | Stress Rupture Testing | ASTM E139, Nadcap code C | ISO 17025
10969 | Tensile Testing (Ambient and Elevated Temperatures) | ASTM E8/8M, ASTM E21, ASTM A370, ASTM B557, AWS B4.0, Nadcap codes A, B | ISO 17025
10970 | General Metallographic Examination - Including Phase Level/Ferrite Content, Casting Micrography, Inclusion Content, Grain Size, Near Surface Examination - Alloy Depletion, Casting (Mold) Reaction Layers, Alpha Case, Depth of Decarburization, IGA/IGO Susceptibility of Intergranular Corrosion/Attack, Microstructure Evaluation | ASTM E112, ASTM E3, ASTM E407, GE P3TF32, GE P29TF34, GE P3BB-AG36, GE B50TF16, GE B50TF36, GE B50TF37, GE P29TF34, PWA E142, PWA MCL E-50, PWA MCL E-189, PWA MCL J-36, PWA MCL K-27 , VOLS:10066156, AMS T9046, ASTM E1077, ASTM E407, Nadcap codes L0, L2, L4, L7, L8, L9, L11 | ISO 17025
10971 | Porosity Evaluation | ASM Vol. 9 | ISO 17025
10972 | Penetrant Inspection | ASTM E1417 Method A, B, C, & D | ISO 17025
10973 | Standard Metallographic Preparation | ASTM E3, Nadcap Code L0 | ISO 17025
10974 | Weld and Welder Qualification | BAC 5962; AWS D 17.1, Nadcap AC7110/13 | ISO 17025
10975 | Electrical Equipment Calibration - DC & Low frequency | According to Customer/Manufacturer specification | ISO/IEC 17025
10976 | Electrical Equipment Calibration - RF & Microwave | According to Customer/Manufacturer specification | ISO/IEC 17025
10977 | Equipment Calibration - Frequency and time | According to Customer/Manufacturer specification | ISO/IEC 17025
10978 | Acid Cleaning |  | ISO 9001, AS9100C, Nadcap AC7108
10979 | Acid Etching | J-ISAJT-A004, ASM 2700 (Type 2 and 6 only), DMC 0320, DMC0324, DMC0330, DMC0331, NASA PRC 5010 (Aluminum & Nickel), AMS 2700 (Type 2 and 6 only), EP-004 | ISO 9001, AS9100C, Nadcap AC7108
10980 | Alkaline Cleaning |  | ISO 9001, AS9100C, Nadcap AC7108
10981 | Chemical Descaling (Processing) | MIL-DTL-5541, AMS 2473, AMS-QQ-P-35, AMS 2700 (Type 2 and 6 only), BS 4692, MIL-S-5002, BS 25691, Commercial Practice, BPS 4389, Avio 8630 Edition 2, BAC 5753, ASTM A380, (AK01) per P4TF2; P4TF3; P4TF4; S-421, (AK02) per P4TF8, QQ-P-35, RPS 15.00, RPS 15.45, AMS-QQ-P-35, CP 15.43, CP15.67, CP15.67-02, HS 7725, HS 7725 TY1, PN15.43, PN15.67, QQ-P-35, SIS (PRATT & WHITNEY ONLY), C106 (Aluminum, CRES, Copper, Titanium, Nickel/Cobalt), C129, C129.1 - C129.9, C5088, C5098, C7129, C7129.1 - C 7129.9, PC 5022, PS-1104, PS-1105, ASTM B600, ASTM C5049 (MTD 2 &3), FI-1709, AMS 2700 (CORROSION RESISTANT STEELS), AMS 2700 TYPE 2, TYPE 6; MIL-C-5541D, MIL-DTL-5541F TYPE I AND II, ASTM A380, ASTM A967, QQ-P-35, AMS 2700 METHOD 1 AND 2, MIL-C-5541E, MIL-A-8625 TYPE I, II, III, IIB, IB, IC, I; AMS QQ-P-35/QQ-P-35, AMS QQ-P-35/QQ-P-35 TYPE II, VI, VII, NDTS 1101, STP 57-301, MIL-C-5541D, MIL-DTL-5541F TYPE I AND II, ASTM A380, ASTM A967, QQ-P-35, MIL-C-5541E, MIL-A-8625 TYPE I, II, III, IIB, IB, IC, I; AMS QQ-P-35/QQ-P-35, AMS QQ-P-35/QQ, BPS 4119'C', AMS-QQ-P-35'98' TYPE II, AMS-QQ-P-35'98' TYPE VI, BPS 4119'C', AMS 2700'E' TYPE 2, AMS 2700'E' TYPE 6, AMS-QQ-P-35'98' TYPE II, AMS-QQ-P-35'98' TYPE VI, RPS-39, RRP 51000 (AQUEOUS DEGREASING), RRP 51001, NAR7519, RPS 674, RPS 676, RPS 716, RRP 51000 (AQUEOUS DEGREASING), RRP 51001, | ISO 9001, AS9100C, Nadcap AC7108
10982 | Etch - Macrostructure, Local, Pre-Penetrant | BPS4389, Alcoa QQ-P-35, Avio 6695 F Issue 1 (Macro-Etch), ASM 2700 (type 2 and 6 only), DMC 0320, DMC0324, DMC0330, DMC0331 | ISO 9001, AS9100C, Nadcap AC7108/2
10983 | Masking |  | n/a
10984 | Passivation, Type II or Type IV |  | ISO 9001, AS9100C, Nadcap AC7108
10985 | Pickling |  | n/a
10986 | Solvent Cleaning |  | ISO 9001, AS9100C, Nadcap AC7108
10987 | Swab Etch (Local Etch) |  | n/a
10988 | Titanium Cleaning – Acid & Alkaline |  | ISO 9001, AS9100C, Nadcap AC7108
10989 | Copper Sulfate |  | n/a
10990 | Computed Tomography - CT Scan Xray (DO NOT PERFORM BUT CAN SUBCONTRACT) |  | n/a
10991 | C-Scan (Radiography) |  | ISO 9001, AS9100C
10992 | Digital Radiography (CR X-ray) |  | n/a
10993 | Electrical Conductivity - Eddy Current Inspection - Electromagnetic Testing (ET) | ET-001, NASA-STD-5009; Boeing BSS 7048, SAE-ARP-4402, SAE-AS-4787, EN2004-1, MIL-STD-1537, BAC 5651 | ISO 9001, AS9100C
10994 | Liquid/Fluid Penetrant Inspection Testing (LPI - PT-FPI) | ASTM A275, RA0115-115, RA1615-036, ASTM E1417, DVI 13868 rev N/C, BPS 4089, BAC5423, BSS7039, MIL-STD-6866, MIL-I-6866, DPS4.707, HP6-13, PS21202, PSPEC 300, VS1-3-5-289, P3TF2; P3TF44; P3TF47; NAS410, RPS 18.10, ESR0004, FPM (PRATT & WHITNEY ONLY), FPS (PRATT & WHINEY ONLY), HS 447, MIL-I-6866, MIL-STD-1907, MIL-STD-6866, MIL-STD-6866/PN16.03, NDT 8, NDT 8 (DOWTY ONLY), PN16.03, P256, AMS 645, AMS 2646, ASTM E1417 TY I & II, EMS 52309 TY I MTD A&D, EMS 72358, EMS 92358, ES-0680, GPS 5103-1, GPS 7325-1, HGS 1010, LHP 8037, LQ009, MIL-I-6868, MIL-STD-6868, NGPS 7, MIL-STD-271, T9074-AS-GIB-010/271, 91547-P6808, EMS 92332, M8260124, EMS 92321, GPS 7029-1, SND-005, SPE-500, SPE-503, MIL-STD-6866 TYPE I METHOD A, METHOD B, METHOD C, METHOD D; MIL-STD-6866 TYPE II METHOD A, METHOD B, METHOD C, METHOD D; ASTM E1417 , NDTS 1101, STP 53-201, P54003, MIL-I-6866, ASTM E1417, ES1-4'F', ES2-182'A', RPS-26, RRP 58003 (1A2, 1A3, 1D2, 1D3, 1D4), SHP 6-13, BAC 5423, BSS 7039, PS 21202, DPS 4.707, RA115-116, SS8806, NAS 410, DMC0010, NASA PRC 5010, CCT 00418, PR5000, 5-75189, AMS 2645, MIL-STD-6866, ASTME-E-1417, MIL-STD-1907, MIL-STD-271 TYPE I, ASME SECT 5 VI, ASTM E 165, MSFC-SPEC-366, VOLS:10065113 | ISO 9001, AS9100C, Nadcap AC7114
10995 | Magnetic Particle Inspection Testing (MPI - MT) | ASTM E1444, AMS 2442, BAC5424, BSS7040, MIL-STD-1949, MIL-I-6868, DPS4.704, HP6-5, PS21201, BAPS 176-04, VS 1-3-5-290, P3TF9; P3TF48; NAS410, RPS 18.08, AMS 2640, ASTM E1444, CP16.04, CP16.04-01, HS 31, MIL-I 6868, MIL-STD-1949, NDT 2, NDT 2 (DOWTY ONLY), NDT 3, NDT 3 (DOWTY ONLY), PN16.04, PS 400-2, PS 400-2 (DOWTY ONLY), AMS 2640, ASTM E 1444, EMS 52308, EMS 92367, GPS 5102-1, HGS 1009, LHP 8036, MIL-I-6868, MIL-STD-1949, NGPS 1, MIL-STD-271, T9074-AS-GIB-010/271, 91547-P6807, EMS 92322m EMS 92325m GPS 7030-1, MIL-I-6868, ASTM E1444, MIL-STD-1949/ASTM E1444, STP53-001, MIL-STD-1949, RPS-25, SHP 6-5, BAC 5424, BSS 7040, DPS 4.704, PS 21201, SS8805, NAS 410, DMC 0070, 5-75189, MIL-I-6888, MIL-STD-1949 TYPE I, MIL-STD-1949 TYPE II, ASTM E 1444, MIL-STD-1907, MIL-STD-271, | ISO 9001, AS9100C, Nadcap AC7114
10996 | Radiographic Inspection - Digital and Film (RT) |  | ISO 9001, AS9100C, Nadcap AC7114
10997 | Radiographic Inspection Testing (RT) | RA0115-006, RA1615-038, ASTM E1472, MIL-STD-453, ASTM E1742, BPS 4309, MIL-STD-453, BSS7041, DPS4.736, DPS4.706, HP6-18, PS21206, PSPEC 305, VS 1-3-5-217, P3TF5; NAS410, P29A-AG-147, P3B-AG5, P3B-AGB, CP16.01, ESR0006, HS 4845, HS 93, MIL-STD-2175/PN16.01, MIL-STD-453, NDT 14, NDT 14 (DOWTY ONLY), PN16.01, ASTM E1742, 91547-P6806, MIL-STD-271, T9074-AS-GIB-010/271, 1-PS-Q-003, 1-PS-Q-004, AMS 2635, EMS 52334, EMS 52348, EMS 72375, GPS 5101-1, HPS 1000, MIL-STD-453, NGPS 1017, LHP 8044, EMS 92328, GPS 7028-1, MIL-STD-453, STP 53-301, MIL-STD-453, SAE AMS-2175, SBC00, SQR-1, RPS-31, RRP 58006, MIL-STD-453, SS8802, 0-77009, 5-75352, MIL-STD-139, MIL-STD-202(209), ASME SECT 5 II, MIL-STD-453, ASTME E 1742, AWS D1.1 SECT 6, MIL-STD-750(2076) | ISO 9001, AS9100C
10998 | Ultrasonic Testing and Inspection (Standard and Rotating Components) - UT Cscan, Immersion, Contact | AMS 2631, AMS-STD 2154, MIL-STD-2154, ASTM E2375, RA0115-001, RA0115-012, RA0115-124, RA0115-125, RA0115-127, RA1115-001, RA1615-037, ASTM B594, BAC5439, BSS7052 (Longitudinal), BSS7052 (Wave), BAC5439-3, BSS7055 (Round Shapes), BSS 7055 (Flat), MIL-STD-2154, AMS-STD-2154, MIL-I-8950, ASTM 2631, MIL-STD-2154, MIL-I-8950, DPS4.713, DPS4.738-2, HP6-22, PS21211, PS21211.1, PS21211.3, MPS 176-07, PPS 20.04, CSTI006, P3TF15 CL-A, CL-C; P3TF22 CL-A; P3TF34 CL-A, CL-B, CL-C, CL-D; P3TF35 CL-A; P3TF42 CL-A, CL-B, CL-D P29TF82 CL-A, CL-B, CL-D; S-368B; P3TF24 CL-C, CL-D, AMS 2630, AMS 2632, AMS-STD-2154, AMS 2630, AMS 2631, AMS 2632, CP16.06, CP16.06-01, CP16.06-01-02, AMS-STD-2154, HS 1556, HS 7250, MIL-I-8950, MIL-STD-2154, NDT 5, NDT 5 (DOWTY ONLY), NDT 5A, NDT 5A (DOWTY ONLY), PN16.06, PN16.06-01, PN16.06-03, SIM (PRATT & WHITNEY ONLY), AMS-STD-2154, ASM 2630, ASM 2631, AMS 2632, EMS 52321, EMS 52323, EMS 57934, IL-I-8950, MIL-STD-8950, MIL-STD-2154, NGPS 1026, P6803, EMS 92394, MIL-STD-271, T9074-AS-GIB-010/271, J-ISAJT-A004/AMS-STD-2154, SND-003, SPE-500, SPE-503, J-ISAJT-A004, AMS-STD-2154/MIL-STD-2154, ASTM B594, AC 7114/3S AMS 2154, MIL-STD-2154, AC 7114/3S, MIL-I-8950, MIL-STD-2154, AMS 2630, MIL-STD-2154, AMS-STD-2154, ASTM-B594, GSS 16100, GSS 16101, AMS-STD-2154'98'R2010, AMS 2630'C', AMS 2631'D', AMS 2632'A', SIM-1, SIM-13, SIM-309, SIM-314, RPS-50, ASTM E 2375, RRP 58001, RRP 58002, SHP 6-22, BAC 5439, BSS 7055, MIL-STD-2154/MIL-I-8950/AMS-STD-2154, DPS 4.713, PS 21211, RA0115-012, SS8809, NAS 410, PS DMC02001, PS DMC02002, PS DMC02202, NDT-UT-1001, ASTM E 2700, ASTM E 2375, ASM 2154, CCT 00573, CCT 00670, PR5100, 5-73517, MIL-I-8950, MIL-STD-2154 TYPE I, MIL-STD-2154 TYPE II, AMS-STD-2154, MIL-STD-271, ASME SECT 5 V, ASTM B 594, ASTM E 164, ASTM E 317, AWS D1.1 SECT 6, MIL-STD-883 2030, AMS 2631 | ISO 9001, AS9100C, Nadcap AC7114
10999 | Visual Inspection Testing - VT | SND-002, SPE-500, SPE-503, RRP 58007 | ISO 9001, AS9100C
11000 | Ammonia | BS EN 14791:2017 (SP14791) | ISO 17025
11001 | Biogas Engine and Flare Emissions Monitoring (MCERTS & UKAS) |  | ISO 17025
11002 | Carbon Monoxide (SP15058 - NDIR analyser) | BS EN 15058:2017 (SP15058 - NDIR analyser) | ISO 17025
11003 | Diesel Engine Exhaust Emissions (DEEE) Testing |  | ISO 17025
11004 | Environmental Odour Monitoring (direct sampling of dry stacks and dynamic dilution sampling of hot wet stacks) | BS EN 13725:2003 (SP13725) | ISO 17025
11005 | Hydrogen Chloride | BS EN 1911:2010 (SP1911) | ISO 17025
11006 | Hydrogen Sulphide (carbon tubes) (direct sampling of dry stacks only) | BS CEN TS 13649:2014 (SP13649-H2S) | ISO 17025
11007 | Landfill Gas Migration Monitoring |  | ISO 17025
11008 | Legionella Monitoring | Health and Safety Executive’s Technical Guidance HSG274 and the Approved Code of Practice (ACOP L8) | ISO 17025
11009 | Local Exhaust Ventilation (LEV) Testing | COSHH | ISO 17025
11010 | Medium Combustion Plant Directive (MCPD) | EU Clean Air Policy Package (2013) | ISO 17025
11011 | Nitrogen Dioxide (NO2) (SP14792 - Chemiluminescence analyser) | BS EN 14792:2017 (SP14792 - Chemiluminescence analyser) | ISO 17025
11012 | Nitrogen Monoxide (NO) (SP14792 - Chemiluminescence analyser) | BS EN 14792:2017 (SP14792 - Chemiluminescence analyser) | ISO 17025
11013 | Oxygen (SP14789 - Validated Zirconium cell analyser) | BS EN 14789:2017 (SP14789 - Validated Zirconium cell analyser) | ISO 17025
11014 | Pressure, Temperature and Velocity (Point Velocity Method) (differential pressure device (pitot tube) method) | BS EN 16911-1:2013 (SP 16911 using differential pressure device (pitot tube) method); DD CEN/TS 15675:2007/BS EN 15259:2007 | ISO 17025
11015 | Siloxane Monitoring (UKAS) |  | ISO 17025
11016 | Siloxanes by sorbent tube (Carbon): Hexamethyldisiloxane, Hexamethylcyclotrisiloxane, Octamethyltrisiloxane, Octamethylcyclotetrasiloxane, Decamethyltetrasiloxane, Decamethylcyclopentasiloxane, Dodecmethylcyclohexa siloxane, Dodecamethylpentasiloxane, Trimethylsilanol | SPSILOX - Based on BS CEN TS 13649:2014 | ISO 17025
11017 | Siloxanes by Tedlar bag: Hexamethyldisiloxane, Hexamethylcyclotrisiloxane, Octamethyltrisiloxane, Octamethylcyclotetrasiloxane, Decamethyltetrasiloxane, Decamethylcyclopentasiloxane, Dodecmethylcyclohexa siloxane, Dodecamethylpentasiloxane, Trimethylsilanol | SPSILOX – Based on LFTGN04 | ISO 17025
11018 | Stack Emissions - Speciated VOC’s (carbon and other suitable tubes) (direct sampling of dry stacks only): Amines and Amides, Phenols, Cresols, Carboxylic acids, Aldehydes, Formaldehyde | BS CEN TS 13649:2014 (SP13649); DD CEN/TS 15675:2007; BS EN 15259:2007 | ISO 17025
11019 | Stack Emissions - Speciated VOC’s (carbon and other suitable tubes) (including hot wet stacks using a modified water trap method): Amines and Amides, Phenols, Cresols, Carboxylic acids, Aldehydes, Formaldehyde | Based on BS CEN TS 13649:2014 (SP NMVOC) (Including Modified water trap method using Environment Agency Guidance LFTGN08); DD CEN/TS 15675:2007; BS EN 15259:2007 | ISO 17025
11020 | Stack Emissions Monitoring (MCERTS & UKAS) - Combustion gases (CO, CO2, Nox, O2, SO2); Siloxanes, fuel quality sampling, total particulate matter, particulate sizing (PM1, PM2.5m PM10); Dioxins and furans, PCBs and PAH; Isocyanates (HDI, IPDI, MDI, TDI); Heavy metals, mercury, halides and halogens (HCl, HF) |  | ISO 17025
11021 | Sulphur dioxide | BS EN 14791:2017 (SP14791) | ISO 17025
11022 | Total Gaseous Organic Carbon (TOC/VOC) (0 - 1000 mg/m³) (SP12619 - FID analyser) | BS EN 12619:2013 (SP12619 - FID analyser) | ISO 17025
11023 | Total Particulate Matter | BS EN 13284-1:2017 (SP 13284-1) | ISO 17025
11024 | Trace and bulk components by sorbent tube: 1, 1 - dichloroethane; 1, 2 - dichloroethane; 1, 1 - dichloroethene; 1, 2 - dichloroethene; 1, 3 - butadiene; 1 - butanethiol; 1 - pentene; 1 - propanethiol; 2 - butoxyl ethanol; Arsenic (as As); Benzene; Butyric acid; Carbon; disulphide; Chloroethane; Chloroethene (vinyl chloride); Dichloromethane; Dimethyl disulphide; Dimethyl sulphide; Ethanal (acetaldehyde); Ethanethiol; Ethyl butyrate; Furan; Methanal (formaldehyde); Methanethiol; Styrene; Tetrachloromethane; Toluene; Trichloroethene; Mercury (as Hg); PCDDs/PCDFs | SPTGN04 - Based on Environment Agency guidance document LFTGN04 | ISO 17025
11025 | Trace and bulk components by Tedlar bags: Hydrogen sulphide, Carbon monoxide, Methane, Carbon dioxide, Oxygen, Nitrogen | SPTGN04 - Based on Environment Agency guidance document LFTGN04 | ISO 17025
11026 | Water Vapour | BS EN 14790:2017 (SP14790) | ISO 17025
11027 | Workplace Exposure Monitoring |  | ISO 17025
11028 | Ambient Air Quality Monitoring |  | ISO 17025
11029 | Environmental and Occupational Noise Monitoring | PPG24 or BS4142; Control of Noise at Work Regulations 2005 | ISO 17025
11030 | Indoor Air Quality Monitoring (BREEAM) | BREEAM | ISO 17025
11031 | Connected Technology - Wireless Device Qualification - 2G/3G/4G Carrier Acceptance | VzW LTE B13 Supplementary RF Conformance; VzW LTE 3GPP Carrier Aggregation Suppl. RF; VzW LTE B2 Supplementary RF; VzW LTE B4 Supplementary RF; VzW LTE B5 Supplementary RF; VzW LTE B13 Supplementary RRM,VzW LTE Data Retry; VzW LTE B13 Supplementary Signaling Conformance; VzW LTE B13 Data Throughput; VzW LTE 13 Data Retry; VzW LTE SMS; VzW Device-UICC_USIM-ISIM; VzW AT Command; VzW LTE B4 Data Throughput; VzW LTE IMS Registration and Retry; VzW LTE CMAS; VzW LTE PCO; VzW LTE Interband (RRM and Protocol); VzW Multiband Suppl. Signaling; VzW IMS VoIP; VzW Rich Communication Services; VzW E911 for LTE Only or MM VoLTE Capable Devices; VzW hVoLTE; VzW eMBMS; VzW LTE OTADM Test Plan; VzW MultiMode Data Retry; VzW LTE MultiMode-Messaging Test Plan; VzW Voice over Wi-Fi; VzW SIB8 1xRTT Channel Broadcast Test Plan; VzW VoIP and Video Telephony Performance Test Plan; VzW LTE IMS-less Supplementary Signaling Test Plan; VzW CDMA-Less 3GPP MMDR Test Plan; VzW CDMA-less Service Fall Back Test Plan; VzW IMS Roaming Test Plan; VzW LTE Multi-Band Data Throughput Test Plan; VzW RTCP-XR Test Plan; T-Mobile LTE Protocol; T-Mobile UMTS Protocol; T-Mobile GSM Protocol; T-Mobile AGPS Performance; T-Mobile Supplementary RF; T-Mobile Data Performance; T-Mobile Lab Conformance; Sprint Safe for Network; Sprint Lab Conformance; GCF-TS027 e1xCSFB Conformance Test Specification; GCF-TS28 LTE-CDMA2000 Inter-Radio Access Technology Conformance Test Specification | ISO 17025
11032 | Connected Technology - Wireless Device Qualification - 2G/GSM/GERAN 2 | ETSI TS 151 010-1; 3GPP TS 51.010-1; ETSI TS 151 010-2; 3GPP TS 51.010-2; ETSI TS 151 010-4; 3GPP TS 51.010-4; ETSI TS 151 010-5; 3GPP TS 51.010-5; ETSI EN 301 511; ETSI EN 301-908-2; ETSI EN301-908-13; PTCRB NAPRD03; PTCRB PPMD; GCF-CC; AS/CA S042.1; AS/ACIF S042.3 | ISO 17025
11033 | Connected Technology - Wireless Device Qualification - 3G/WCDMA/UTRA | 3GPP TS 31.121; 3GPP TS 31.124; 3GPP TS 34.121-1; 3GPP TS 34.121-2; 3GPP TS 34.123-1; 3GPP TS 34.123-2; 3GPP TS 34.123-3; ETSI TS 102 230; PTCRB NAPRD03; PTCRB PPMD; GCF-CC | ISO 17025
11034 | Connected Technology - Wireless Device Qualification - 4G/LTE/E-UTRA | 3GPP TS 36.521-1; 3GPP TS 36.521-2; 3GPP TS 36.521-3; 3GPP TS 36.523-1; 3GPP TS 36.523-2; 3GPP TR 37.901; PTCRB NAPRD03; PTCRB PPMD; GCF-CC; GSMA TS.34; GSMA TS.35 | ISO 17025
11035 | Connected Technology - Wireless Device Qualification - Field Trials | VzW LTE OTADM Test Plan; VzW UICC Activation Using LIVE Card Test Plan; VzW Class 3 APN Management Test Plan | ISO 17025
11036 | Connected Technology - Wireless Device Qualification - IMS | 3GPP TS 34.229-1; 3GPP TS 34.229-2 | ISO 17025
11037 | Connected Technology - Wireless Device Qualification - Location Based Services | 3GPP TS 37.571-1; 3GPP TS 37.571-2; 3GPP TS 37.571-3; 3GPP TS 34.171; OMA-ETS-SUPL | ISO 17025
11038 | Hearing Aid Compatibility | ANSI C63.19:2011; CTIA Test Plan for Hearing Aid Compatibility; FCC KDB 285076 D01, D02 | ISO 17025
11039 | Hearing Aid Compatibility | ANSI C63.19:2011; CTIA Test Plan for Hearing Aid Compatibility; FCC KDB 285076 D01, D02
11040 | ACMA Radiocommunications (Short range devices) Standard 2014 | AS/NZS 4268:2017 | ISO 17025
11041 | ACMA Radiocommunications (Short range devices) Standard 2014 | AS/NZS 4268:2017
11042 | BPL Intentional Radiators Part 15G | ANSI C63.10:2013 | ISO 17025
11043 | BPL Intentional Radiators Part 15G | ANSI C63.10:2013
11044 | Broadcast Radio Services Parts 73 and 74 (non-microwave | ANSI/TIA-603-E; TIA-102.CAAA-E or ANSI C63.26-2015 | ISO 17025
11045 | Broadcast Radio Services Parts 73 and 74 (non-microwave | ANSI/TIA-603-E; TIA-102.CAAA-E or ANSI C63.26-2015
11046 | Canada Transmitter/Receiver | RSS 111; RSS 112; RSS 117; RSS 119; RSS 123; RSS 125; RSS 127; RSS 130; RSS 131; RSS 132; RSS 133; RSS 134; RSS 135; RSS 137; RSS 139; RSS 140; RSS 141; RSS 142; RSS 170; RSS 181; RSS 182; RSS 191; RSS 192; RSS 194; RSS 195; RSS 196; RSS 197; RSS 199; RSS 210; RSS 211; RSS 213; RSS 215; RSS 216; RSS 220; RSS 222; RSS 236; RSS 238; RSS 243; RSS 244; RSS 247; RSS 251; RSS 252; RSS 287; RSS 288; RSS 310; RSS Gen | ISO 17025
11047 | Canada Transmitter/Receiver | RSS 111; RSS 112; RSS 117; RSS 119; RSS 123; RSS 125; RSS 127; RSS 130; RSS 131; RSS 132; RSS 133; RSS 134; RSS 135; RSS 137; RSS 139; RSS 140; RSS 141; RSS 142; RSS 170; RSS 181; RSS 182; RSS 191; RSS 192; RSS 194; RSS 195; RSS 196; RSS 197; RSS 199; RSS 210; RSS 211; RSS 213; RSS 215; RSS 216; RSS 220; RSS 222; RSS 236; RSS 238; RSS 243; RSS 244; RSS 247; RSS 251; RSS 252; RSS 287; RSS 288; RSS 310; RSS Gen
11048 | CBRS/Winnforum | CBRSA-TS-9001 CBRS Alliance OnGo Certification Test Plan; WINNF-TS-0122 WInnforum CBRS CBSD Test Specification;FCC KDB 940660 D01 | ISO 17025
11049 | CBRS/Winnforum | CBRSA-TS-9001 CBRS Alliance OnGo Certification Test Plan; WINNF-TS-0122 WInnforum CBRS CBSD Test Specification;FCC KDB 940660 D01
11050 | CBRS/WInnforum | CBRSA-TS-9001 CBRS Alliance OnGo Certification Test Plans; WINNF-TS-0122 WInnforum CBRS CBSD Test Specification; FCC KDB 940660 D01 | ISO 17025
11051 | CBRS/WInnforum | CBRSA-TS-9001 CBRS Alliance OnGo Certification Test Plans; WINNF-TS-0122 WInnforum CBRS CBSD Test Specification; FCC KDB 940660 D01
11052 | Cellular/PCS | EN 300 433; EN 301 502; EN 301 511; EN 301 908-1; EN 301 908-2; EN 301 908-3; EN 301 908-10; EN 301 908-11; EN 301 908-12; EN 301 908-13; EN 301 908-14; EN 301 908-15; EN 301 908-16; EN 301 908-17; EN 301 908-18; EN 301 908-19; EN 301 908-20; EN 301 908-21; EN 301 908-22 | ISO 17025
11053 | Cellular/PCS | EN 300 433; EN 301 502; EN 301 511; EN 301 908-1; EN 301 908-2; EN 301 908-3; EN 301 908-10; EN 301 908-11; EN 301 908-12; EN 301 908-13; EN 301 908-14; EN 301 908-15; EN 301 908-16; EN 301 908-17; EN 301 908-18; EN 301 908-19; EN 301 908-20; EN 301 908-21; EN 301 908-22
11054 | Citizens Broadband Radio Services (FCC Licensed Radio Service Equipment) Part 96 | ANSI/TIA-603-E; TIA-102.CAAA-E or ANSI C63.26-2015 | ISO 17025
11055 | Citizens Broadband Radio Services (FCC Licensed Radio Service Equipment) Part 96 | ANSI/TIA-603-E; TIA-102.CAAA-E or ANSI C63.26-2015
11056 | Commercial Mobile Services (FCC Licensed Radio Service Equipment) Parts 22 (cellular), 24, 25 (below 3GHz), and 27 | ANSI/TIA-603-E; TIA-102.CAAA-E | ISO 17025
11057 | Commercial Mobile Services (FCC Licensed Radio Service Equipment) Parts 22 (cellular), 24, 25 (below 3GHz), and 27 | ANSI/TIA-603-E; TIA-102.CAAA-E
11058 | Conducted Emission | IFT-008-2015 Subsections: 5.1.4.1, 5.2.1, 5.2.2.1, 5.2.3, 5.3.1.1, 5.3.1.2, 5.3.1.3, 5.3.1.4, 5.3.1.5, 5.3.3,5.4.1.M1, 5.4.1.M2, 5.4.2.A1-M1, 5.4.2.A2, 5.4.2.A2-M2, 5.4.2.A2-M3, 5.4.2.A2-M4, 5.4.3, 5.5.1, 5.5.2, 5.6.1, 5.6.1.1, 5.6.1.2, 5.6.2 | ISO 17025
11059 | Conducted Emission | IFT-008-2015 Subsections: 5.1.4.1, 5.2.1, 5.2.2.1, 5.2.3, 5.3.1.1, 5.3.1.2, 5.3.1.3, 5.3.1.4, 5.3.1.5, 5.3.3,5.4.1.M1, 5.4.1.M2, 5.4.2.A1-M1, 5.4.2.A2, 5.4.2.A2-M2, 5.4.2.A2-M3, 5.4.2.A2-M4, 5.4.3, 5.5.1, 5.5.2, 5.6.1, 5.6.1.1, 5.6.1.2, 5.6.2
11060 | Conducted Immunity | IEC 61000-4-6; EN 61000-4-6; KN 61000-4-6 | ISO 17025
11061 | Conducted Immunity | IEC 61000-4-6; EN 61000-4-6; KN 61000-4-6
11062 | Conformity Assessment Procedure of Radio Equipment | KS X 3123 | ISO 17025
11063 | Conformity Assessment Procedure of Radio Equipment | KS X 3123
11064 | Electrical Fast Transient/Burst | IEC 61000-4-4; EN 61000-4-4; KN 61000-4-4 | ISO 17025
11065 | Electrical Fast Transient/Burst | IEC 61000-4-4; EN 61000-4-4; KN 61000-4-4
11066 | Electrostatic Discharge (ESD) | EN 61000-4-2; IEC 61000-4-2; KN 61000-4-2 | ISO 17025
11067 | Electrostatic Discharge (ESD) | EN 61000-4-2; IEC 61000-4-2; KN 61000-4-2
11068 | EMC for Radio Equipment and Services | ETSI EN 301 489-1; ETSI EN 301 489-3; ETSI EN 301 489-4; ETSI EN 301 489-5; ETSI EN 301 489-6; ETSI EN 301 489-7; ETSI EN 301 489-8; ETSI EN 301 489-9; ETSI EN 301 489-10; ETSI EN 301 489-12; ETSI EN 301 489-15; ETSI EN 301 489-16; ETSI EN 301 489-17; ETSI EN 301 489-18; ETSI EN 301 489-19; ETSI EN 301 489-20; ETSI EN 301 489-23; ETSI EN 301 489-24; ETSI EN 301 489-25; ETSI EN 301 489-26; ETSI EN 301489-52; ETSI EN 300 386 V1.5.1/ V1.6.1; KN 301 489-01; KN 301 489-03; KN 301 489-07; KN 301 489-17 | ISO 17025
11069 | EMC for Radio Equipment and Services | ETSI EN 301 489-1; ETSI EN 301 489-3; ETSI EN 301 489-4; ETSI EN 301 489-5; ETSI EN 301 489-6; ETSI EN 301 489-7; ETSI EN 301 489-8; ETSI EN 301 489-9; ETSI EN 301 489-10; ETSI EN 301 489-12; ETSI EN 301 489-15; ETSI EN 301 489-16; ETSI EN 301 489-17; ETSI EN 301 489-18; ETSI EN 301 489-19; ETSI EN 301 489-20; ETSI EN 301 489-23; ETSI EN 301 489-24; ETSI EN 301 489-25; ETSI EN 301 489-26; ETSI EN 301489-52; ETSI EN 300 386 V1.5.1/ V1.6.1; KN 301 489-01; KN 301 489-03; KN 301 489-07; KN 301 489-17
11070 | Equipment to be Subject of Test Procedure for Electromagnetic Field Strength and Specific Absorption Rate | MSIT Public Notification 2017-7, Aug 24, 2017 | ISO 17025
11071 | Equipment to be Subject of Test Procedure for Electromagnetic Field Strength and Specific Absorption Rate | MSIT Public Notification 2017-7, Aug 24, 2017
11072 | Flicker and Fluctuations | IEC 61000-3-3; EN 61000-3-3; KN 61000-3-3 | ISO 17025
11073 | Flicker and Fluctuations | IEC 61000-3-3; EN 61000-3-3; KN 61000-3-3
11074 | General EMC Standards | IEC/EN 61326-1; IEC/EN 61326-2-1; IEC/EN 61326-3-1; IEC/EN 61326-3-2 | ISO 17025
11075 | General EMC Standards | IEC/EN 61326-1; IEC/EN 61326-2-1; IEC/EN 61326-3-1; IEC/EN 61326-3-2
11076 | General Mobile Radio Services (FCC Licensed Radio Service Equipment) Parts 22 (non-cellular), 90 (below 3GHz), 95, 97, and 101 (below 3GHz) | ANSI/TIA-603-E; TIA-102.CAAA-E or ANSI C63.26-2015 | ISO 17025
11077 | General Mobile Radio Services (FCC Licensed Radio Service Equipment) Parts 22 (non-cellular), 90 (below 3GHz), 95, 97, and 101 (below 3GHz) | ANSI/TIA-603-E; TIA-102.CAAA-E or ANSI C63.26-2015
11078 | Generic or Product Specific Immunity Standards | EN/IEC 61000-6-1; EN/IEC 61000-6-2; EN/IEC 61000-6-3; EN/IEC 61000-6-4; KN 61000-6-1; KN 61000-6-2; KN 61000-6-3; KN 61000-6-4; IEC/EN 61204-3; EN/IEC 61547; KN 61547; EN 62233; EN 55103-2; EN/IEC 61800-3; KN 61800-3; CISPR 24; EN 55024; KN 24; EN 50121-1; EN 50130-4; EN 50121-4; EN 50121-3-2; EN/IEC 50155; EN 50270; EN 50293; EN/IEC 55014-2; IEC/CISPR 14-2; KN 14-2; EN 50370-1; EN 50370-2; EN 50364; KN 15; KN 35 | ISO 17025
11079 | Generic or Product Specific Immunity Standards | EN/IEC 61000-6-1; EN/IEC 61000-6-2; EN/IEC 61000-6-3; EN/IEC 61000-6-4; KN 61000-6-1; KN 61000-6-2; KN 61000-6-3; KN 61000-6-4; IEC/EN 61204-3; EN/IEC 61547; KN 61547; EN 62233; EN 55103-2; EN/IEC 61800-3; KN 61800-3; CISPR 24; EN 55024; KN 24; EN 50121-1; EN 50130-4; EN 50121-4; EN 50121-3-2; EN/IEC 50155; EN 50270; EN 50293; EN/IEC 55014-2; IEC/CISPR 14-2; KN 14-2; EN 50370-1; EN 50370-2; EN 50364; KN 15; KN 35
11080 | Harmonic Current | IEC 61000-3-2; EN 61000-3-2; KN 61000-3-2 | ISO 17025
11081 | Harmonic Current | IEC 61000-3-2; EN 61000-3-2; KN 61000-3-2
11082 | Harmonics and Inter-harmonics | EN 61000-4-13; IEC 61000-4-13 | ISO 17025
11083 | Harmonics and Inter-harmonics | EN 61000-4-13; IEC 61000-4-13
11084 | Hearing Aid Compatibility | ANSI C63.19:2011; CTIA Test Plan for Hearing Aid Compatibility; FCC KDB 285076 D01, D02 | ISO 17025
11085 | Hearing Aid Compatibility | ANSI C63.19:2011; CTIA Test Plan for Hearing Aid Compatibility; FCC KDB 285076 D01, D02
11086 | Hearing Aid Compatibility Part 20 (HAC for Commercial Mobile Services) | ANSI C63.19:2011 | ISO 17025
11087 | Hearing Aid Compatibility Part 20 (HAC for Commercial Mobile Services) | ANSI C63.19:2011
11088 | Hong Kong | HKCA 1039; HKCA 1042; HKCA 1049; HKCA 1053; HKCA 1054; HKCA 1056; HKCA 1057; HKCA 1061 | ISO 17025
11089 | Hong Kong | HKCA 1039; HKCA 1042; HKCA 1049; HKCA 1053; HKCA 1054; HKCA 1056; HKCA 1057; HKCA 1061
11090 | Industrial, Scientific, and Medical Equipment Part 18 | FCC MP-5 (February 1986) | ISO 17025
11091 | Industrial, Scientific, and Medical Equipment Part 18 | FCC MP-5 (February 1986)
11092 | Intentional Radiators Part 15C | ANSI C63.10:2013 | ISO 17025
11093 | Intentional Radiators Part 15C | ANSI C63.10:2013
11094 | Japan | (Specified Radio Equipment Article 38-2-2, paragraph 1), Item 1 of Radio Law; (Specified Radio Equipment Article 38-2-2, paragraph 1), Item 2 of Radio Law; (Specified Radio Equipment Article 38-22, paragraph 1), Item 3 of Radio Law; ARIB Standard STD-T29 ; STD-T53 ; STD-T56 ; STD-T57 ; STDT64 ; STD-T66 ; STD-T70 ; STD-T71 ; STD-T81 ; STD-T90, STDT106, STD-T107, STD-T108 | ISO 17025
11095 | Japan | (Specified Radio Equipment Article 38-2-2, paragraph 1), Item 1 of Radio Law; (Specified Radio Equipment Article 38-2-2, paragraph 1), Item 2 of Radio Law; (Specified Radio Equipment Article 38-22, paragraph 1), Item 3 of Radio Law; ARIB Standard STD-T29 ; STD-T53 ; STD-T56 ; STD-T57 ; STDT64 ; STD-T66 ; STD-T70 ; STD-T71 ; STD-T81 ; STD-T90, STDT106, STD-T107, STD-T108
11096 | Land Mobile | CFR 47 Part 90 (using ANSI/TIA 603-D, ANSI/TIA 603-E); EN 300 224; EN 300 224-2; EN 300 341; EN 300 113; EN 301 166; EN 300 390; EN 300 471-1; EN 300 471-2 | ISO 17025
11097 | Land Mobile | CFR 47 Part 90 (using ANSI/TIA 603-D, ANSI/TIA 603-E); EN 300 224; EN 300 224-2; EN 300 341; EN 300 113; EN 301 166; EN 300 390; EN 300 471-1; EN 300 471-2
11098 | Licensed Transmitter / Receiver Emissions | 47 CFR Parts 2, 11, 20, 21, 22, 24, 25, 27, 30, 73, 74, 80, 87, 90, 95, 96, 97, and 101 (using ANSI/TIA-603-D, ANSI/TIA-603-E, TIA-102.CAAA-E, ANSI C63.26-2015, FCC KDB 935210 D03 (v04), FCC KDB 935210 D04 (v02), FCC KDB 935210 D05 (v01r01)); EN 301 126-1; EN 301 390; EN 301 751; EN 302 217-2-2; EN 302 217-2; EN 302 217-3; EN 302 326-2 | ISO 17025
11099 | Licensed Transmitter / Receiver Emissions | 47 CFR Parts 2, 11, 20, 21, 22, 24, 25, 27, 30, 73, 74, 80, 87, 90, 95, 96, 97, and 101 (using ANSI/TIA-603-D, ANSI/TIA-603-E, TIA-102.CAAA-E, ANSI C63.26-2015, FCC KDB 935210 D03 (v04), FCC KDB 935210 D04 (v02), FCC KDB 935210 D05 (v01r01)); EN 301 126-1; EN 301 390; EN 301 751; EN 302 217-2-2; EN 302 217-2; EN 302 217-3; EN 302 326-2
11100 | Maritime and Aviation Radio Services Parts 80 and 87 | ANSI/TIA-603-E or ANSI C63.26-2015 | ISO 17025
11101 | Maritime and Aviation Radio Services Parts 80 and 87 | ANSI/TIA-603-E or ANSI C63.26-2015
11102 | Medical | IEC/EN 60601-1-2; KN 60601-1-2 | ISO 17025
11103 | Medical | IEC/EN 60601-1-2; KN 60601-1-2
11104 | Microwave and Millimeter Bands Radio Services Parts 25, 30 74, 90, (M DSRC, Y, Z), 95 (M and L) and 10 | ANSI/TIA-603-E; TIA-102.CAAA-E or ANSI C63.26-2015 | ISO 17025
11105 | Microwave and Millimeter Bands Radio Services Parts 25, 30 74, 90, (M DSRC, Y, Z), 95 (M and L) and 10 | ANSI/TIA-603-E; TIA-102.CAAA-E or ANSI C63.26-2015
11106 | Mobile Station | QCVN 11:2010/BTTTT | ISO 17025
11107 | Mobile Station | QCVN 11:2010/BTTTT
11108 | National technical regulation on radio access equipment operating in the 5 GHz band | QCVN 65:2013/BTTTT | ISO 17025
11109 | National technical regulation on radio access equipment operating in the 5 GHz band | QCVN 65:2013/BTTTT
11110 | OTA | CTIA Test Plan for Wireless Device Over-the-Air Performance for CDMA, 1xEVDO Rev0/A, GSM, GPRS, EGPRS, UMTS (W-CDMA), LTE; CTIA Test Plan for 2x2 Downlink MIMO and Transmit Diversity Over-the-Air Performance; PTCRB NAPRD.03; PTCRB PPMD; OTA Carrier Aggregation; VZW OTA Radiated Performance for CDMA & LTE Multimode Devices;SPRINT OTA Antenna Performance Test Plan; AT&T 13340 OTA; USCC CDMA Over The Air Radiated Test Plan; USCC LTE Over The Air Radiated Test Plan; CTIA Test Plan for RF Performance Evaluation of Wi-Fi Mobile Converged Devices; GSMA TS.24 Operator Acceptance Values for Device Antenna Performance; 3GPP TS 34.114 Technical Specification UE/MS OTA Antenna Performance; 3PP TS 37.544 Technical Specification UTRA & E-UTRA UE OTA Antenna Performance | ISO 17025
11111 | OTA | CTIA Test Plan for Wireless Device Over-the-Air Performance for CDMA, 1xEVDO Rev0/A, GSM, GPRS, EGPRS, UMTS (W-CDMA), LTE; CTIA Test Plan for 2x2 Downlink MIMO and Transmit Diversity Over-the-Air Performance; PTCRB NAPRD.03; PTCRB PPMD; OTA Carrier Aggregation; VZW OTA Radiated Performance for CDMA & LTE Multimode Devices;SPRINT OTA Antenna Performance Test Plan; AT&T 13340 OTA; USCC CDMA Over The Air Radiated Test Plan; USCC LTE Over The Air Radiated Test Plan; CTIA Test Plan for RF Performance Evaluation of Wi-Fi Mobile Converged Devices; GSMA TS.24 Operator Acceptance Values for Device Antenna Performance; 3GPP TS 34.114 Technical Specification UE/MS OTA Antenna Performance; 3PP TS 37.544 Technical Specification UTRA & E-UTRA UE OTA Antenna Performance
11112 | Point-to-point SDH radio equipment | QCVN 53:2011/BTTTT | ISO 17025
11113 | Point-to-point SDH radio equipment | QCVN 53:2011/BTTTT
11114 | Power Frequency Magnetic Field Immunity | IEC 61000-4-8; EN 61000-4-8; KN 61000-4-8 | ISO 17025
11115 | Power Frequency Magnetic Field Immunity | IEC 61000-4-8; EN 61000-4-8; KN 61000-4-8
11116 | Radiated and Conducted | 47 CFR, FCC Parts 15B/C/E/F/G/H (using ANSI C63.4:2014, ANSI C63.10:2013, and/or FCC KDB 905462 D02 (v02)), and 18 (using MP-5:1986); IEC/CISPR 11; EN 55011; KN 11; CISPR 14-1; IEC/EN 55014-1; KN 14-1; IEC/CISPR 22; EN 55022; EN 55032; CISPR 32; KN 32 (Excluding Radiated Emissions below 1 GHz); AS/NZS CISPR 32; ICES-001; ICES-003; ICES-Gen; VCCI V-3 (up to 6 GHz); CNS 13803; CNS 13783-1; CNS 13438 (up to 6 GHz) (excluding Radiated Emissions below 1 GHz); TCVN 7189 (2009 | ISO 17025
11117 | Radiated and Conducted | 47 CFR, FCC Parts 15B/C/E/F/G/H (using ANSI C63.4:2014, ANSI C63.10:2013, and/or FCC KDB 905462 D02 (v02)), and 18 (using MP-5:1986); IEC/CISPR 11; EN 55011; KN 11; CISPR 14-1; IEC/EN 55014-1; KN 14-1; IEC/CISPR 22; EN 55022; EN 55032; CISPR 32; KN 32 (Excluding Radiated Emissions below 1 GHz); AS/NZS CISPR 32; ICES-001; ICES-003; ICES-Gen; VCCI V-3 (up to 6 GHz); CNS 13803; CNS 13783-1; CNS 13438 (up to 6 GHz) (excluding Radiated Emissions below 1 GHz); TCVN 7189 (2009
11118 | Radiated Emission | NOM-084-SCT1-2002 Sections: 5.1, 5.2, 5.3, 5.4 & 5.5 (includes all subsections) NOM-088/2-SCT1-2002 Sections: 6.1, 6.2 ,6.3 & 6.4 (includes all subsections) IFT-008-2015 Sections: 5.1, 5.2, 5.3, 5.4, 5.5, 5.6 & 5.7 (includes all subsections except 5.3.4 and 5.3.5) | ISO 17025
11119 | Radiated Emission | NOM-084-SCT1-2002 Sections: 5.1, 5.2, 5.3, 5.4 & 5.5 (includes all subsections) NOM-088/2-SCT1-2002 Sections: 6.1, 6.2 ,6.3 & 6.4 (includes all subsections) IFT-008-2015 Sections: 5.1, 5.2, 5.3, 5.4, 5.5, 5.6 & 5.7 (includes all subsections except 5.3.4 and 5.3.5)
11120 | Radiated Immunity | IEC 61000-4-3; EN 61000-4-3; KN 61000-4-3 | ISO 17025
11121 | Radiated Immunity | IEC 61000-4-3; EN 61000-4-3; KN 61000-4-3
11122 | Radio equipment for fixed or land portable service | QCVN 14:2010/BTTTT QCVN 15:2015/BTTTT QCVN 16:2010/BTTTT QCVN 18:2014/BTTTT QCVN 23:2011/BTTTT QCVN 25:2011/BTTTT QCVN 41:2011/BTTTT QCVN 42:2011/BTTTT QCVN 43:2011/BTTTT QCVN 44:2011/BTTTT QCVN 45:2011/BTTTT QCVN 46:2011/BTTTT QCVN 48:2011/BTTTT QCVN 49:2011/BTTTT QCVN 54:2011/BTTTT QCVN 65:2013/BTTTT QCVN 66:2013/BTTTT | ISO 17025
11123 | Radio equipment for fixed or land portable service | QCVN 14:2010/BTTTT QCVN 15:2015/BTTTT QCVN 16:2010/BTTTT QCVN 18:2014/BTTTT QCVN 23:2011/BTTTT QCVN 25:2011/BTTTT QCVN 41:2011/BTTTT QCVN 42:2011/BTTTT QCVN 43:2011/BTTTT QCVN 44:2011/BTTTT QCVN 45:2011/BTTTT QCVN 46:2011/BTTTT QCVN 48:2011/BTTTT QCVN 49:2011/BTTTT QCVN 54:2011/BTTTT QCVN 65:2013/BTTTT QCVN 66:2013/BTTTT
11124 | Regulations on Radio Equipment | Enforcement Decree of MSIT No. 1, July 26, 2017 | ISO 17025
11125 | Regulations on Radio Equipment | Enforcement Decree of MSIT No. 1, July 26, 2017
11126 | RF 2.4 GHz Spread Spectrum | QCVN 54:2011/BTTTT | ISO 17025
11127 | RF 2.4 GHz Spread Spectrum | QCVN 54:2011/BTTTT
11128 | RF Exposure Devices Subject to SAR Requirements | IEEE Std 1528:2013 | ISO 17025
11129 | RF Exposure Devices Subject to SAR Requirements | IEEE Std 1528:2013
11130 | RF Exposure / SAR (Specific Absorption Rate) | IEEE 1528-2013; RSS 102; RSS-102 SPR-001; EN 50566-2017; EN 50360-2017; EN 62209-1:2016; EN 62209-2:2010; IEC 62209-1:2016; IEC 62209-2:2010; IEC PAS 63083:2017; EN 50401:2017; EN 50385:2017; EN 62232:2017; IEC 62232:2017; EN 62311:2008; IEC 62311:2007: IEC TR 62630:2010; IEC 62209-2 AMD 1; EN 62479:2010; IEC 62479:2010; EN 50663:2017; Australian Communications Authority Radio Communications (Electromagnetic Radiation – Human Exposure) Standard 2014; FCC KDB 248227 D01; FCC KDB 447498 D01, D02, D03; FCC KDB 615223 D01; FCC KDB 616217 D04; FCC KDB 643646 D01; FCC KDB 648474 D03, D04; FCC KDB 680106 D01; FCC KDB 865664 D01, D02; FCC KDB 941225 D01, D05, D05A, D06, D07; ANSI/IEEE C95.1-2005; ANSI/IEEE C95.1-1992; ANSI/IEEE C95.3-2002; ANSI/IEEE C95.3.1-2010; RSS-102 SPR-002; IEC TR 63170:2018; RRA Public Notification 2017-8, Aug 28, 2017 | ISO 17025
11131 | RF Exposure / SAR (Specific Absorption Rate) | IEEE 1528-2013; RSS 102; RSS-102 SPR-001; EN 50566-2017; EN 50360-2017; EN 62209-1:2016; EN 62209-2:2010; IEC 62209-1:2016; IEC 62209-2:2010; IEC PAS 63083:2017; EN 50401:2017; EN 50385:2017; EN 62232:2017; IEC 62232:2017; EN 62311:2008; IEC 62311:2007: IEC TR 62630:2010; IEC 62209-2 AMD 1; EN 62479:2010; IEC 62479:2010; EN 50663:2017; Australian Communications Authority Radio Communications (Electromagnetic Radiation – Human Exposure) Standard 2014; FCC KDB 248227 D01; FCC KDB 447498 D01, D02, D03; FCC KDB 615223 D01; FCC KDB 616217 D04; FCC KDB 643646 D01; FCC KDB 648474 D03, D04; FCC KDB 680106 D01; FCC KDB 865664 D01, D02; FCC KDB 941225 D01, D05, D05A, D06, D07; ANSI/IEEE C95.1-2005; ANSI/IEEE C95.1-1992; ANSI/IEEE C95.3-2002; ANSI/IEEE C95.3.1-2010; RSS-102 SPR-002; IEC TR 63170:2018; RRA Public Notification 2017-8, Aug 28, 2017
11132 | RF Exposure / SAR (Specific Absorption Rate) | IEEE 1528-2013; RSS 102; RSS-102 SPR-001; EN 50566-2017; EN 50360-2017; EN 62209-1:2016; EN 62209-2:2010; IEC 62209-1:2016; IEC 62209-2:2010; IEC 62209-2 AMD 1; IEC PAS 63083:2017; IEC 50401:2017; EN 50385:2017; EN 62232:2017; IEC 62232:2017; IEC 62311:2007; IEC TR 62630:2010; Australian Communications Authority Radio Communications (Electromagnetic Radiation – Human Exposure) Standard 2014; FCC KDB 447498 D01, D02, D03; FCC KDB 248227 D01; FCC KDB 941225 D01, D05, D05A, D06, D07; FCC KDB 616217 D04; FCC KDB 643646 D01; FCC KDB 648474 D03, D04; FCC KDB 865664 D01, D02; FCC KDB 615223 D01; FCC KDB 680106 D01; EN 62479:2010; IEC 62479:2010; EN 50663:2017; EN 62311:2008; RSS-102 SPR-002; IEC TR 63170:2018; RRA Public Notification 2017-8, Aug 28, 2017; AS/NZS 2772.2:2016 | ISO 17025
11133 | RF Exposure / SAR (Specific Absorption Rate) | IEEE 1528-2013; RSS 102; RSS-102 SPR-001; EN 50566-2017; EN 50360-2017; EN 62209-1:2016; EN 62209-2:2010; IEC 62209-1:2016; IEC 62209-2:2010; IEC 62209-2 AMD 1; IEC PAS 63083:2017; IEC 50401:2017; EN 50385:2017; EN 62232:2017; IEC 62232:2017; IEC 62311:2007; IEC TR 62630:2010; Australian Communications Authority Radio Communications (Electromagnetic Radiation – Human Exposure) Standard 2014; FCC KDB 447498 D01, D02, D03; FCC KDB 248227 D01; FCC KDB 941225 D01, D05, D05A, D06, D07; FCC KDB 616217 D04; FCC KDB 643646 D01; FCC KDB 648474 D03, D04; FCC KDB 865664 D01, D02; FCC KDB 615223 D01; FCC KDB 680106 D01; EN 62479:2010; IEC 62479:2010; EN 50663:2017; EN 62311:2008; RSS-102 SPR-002; IEC TR 63170:2018; RRA Public Notification 2017-8, Aug 28, 2017; AS/NZS 2772.2:2016
11134 | RFID Equipment | QCVN 18:2014/BTTTT QCVN 55:2011/BTTTT | ISO 17025
11135 | RFID Equipment | QCVN 18:2014/BTTTT QCVN 55:2011/BTTTT
11136 | Short Range | EN 300 330; EN 300 220-2; EN 300 220-3-1; EN 300 220-3-2; EN 300 220-4; EN 300 440; EN 300 440-2; EN 300 328; EN 302 536-2; EN 302 571; EN 305 550-2 EN 301 893 (Includes on-site DFS); EN 302 502 (Includes on-site DFS); EN 301 559; EN 301 598; EN 302 544-1; EN 302 544-2; EN 301 091-1; EN 301 091-2; EN 302 208; EN 302 291-1; EN 302 291-2; EN 303 204; EN 302 065-1; EN 302 065-2; EN 302 065-3; EN 302 065-4 | ISO 17025
11137 | Short Range | EN 300 330; EN 300 220-2; EN 300 220-3-1; EN 300 220-3-2; EN 300 220-4; EN 300 440; EN 300 440-2; EN 300 328; EN 302 536-2; EN 302 571; EN 305 550-2 EN 301 893 (Includes on-site DFS); EN 302 502 (Includes on-site DFS); EN 301 559; EN 301 598; EN 302 544-1; EN 302 544-2; EN 301 091-1; EN 301 091-2; EN 302 208; EN 302 291-1; EN 302 291-2; EN 303 204; EN 302 065-1; EN 302 065-2; EN 302 065-3; EN 302 065-4
11138 | Signal Boosters Part 20 (Wideband Consumer Signal Boosters, Provider-specific signal boosters, and Industrial Signal Boosters) Section 90.219 | ANSI C63.26-2015; FCC KDB 935210 D03 (v04); FCC KDB 935210 D04 (v02); FCC KDB 935210 D05 (v01r01) | ISO 17025
11139 | Signal Boosters Part 20 (Wideband Consumer Signal Boosters, Provider-specific signal boosters, and Industrial Signal Boosters) Section 90.219 | ANSI C63.26-2015; FCC KDB 935210 D03 (v04); FCC KDB 935210 D04 (v02); FCC KDB 935210 D05 (v01r01)
11140 | Singapore | TaiwanIMDA TS WBA (October 2016); IMDA TS SRD (Apr 2018); IMDA TS LMR (October 2016); IMDA TS CMT (Jul 2017); IMDA TS UWB (Oct 2016) | ISO 17025
11141 | Singapore | TaiwanIMDA TS WBA (October 2016); IMDA TS SRD (Apr 2018); IMDA TS LMR (October 2016); IMDA TS CMT (Jul 2017); IMDA TS UWB (Oct 2016)
11142 | SunSpec Alliance | SunSpec – CSIP (Common Smart Inverter Profile) Conformance Test Procedures; SunSpec – Advanced Function Inverter Test Lab Specification; SunSpec – UL1741 Supplement SA/Rule 21 Implementation Guide; IEEE 2030.5-2018 Smart Energy Profile Application Protocol | ISO 17025
11143 | SunSpec Alliance | SunSpec – CSIP (Common Smart Inverter Profile) Conformance Test Procedures; SunSpec – Advanced Function Inverter Test Lab Specification; SunSpec – UL1741 Supplement SA/Rule 21 Implementation Guide; IEEE 2030.5-2018 Smart Energy Profile Application Protocol
11144 | Surge Immunity | IEC 61000-4-5; EN 61000-4-5; KN 61000-4-5 | ISO 17025
11145 | Surge Immunity | IEC 61000-4-5; EN 61000-4-5; KN 61000-4-5
11146 | Taiwan | DGT C-IS2031-0; DGT C-IS2034-0; PLMN01; PLMN02; PLMN08; PLMN09; DGT LP0001; DGT LP0002; CNS 13438 (up to 6 GHz) | ISO 17025
11147 | Taiwan | DGT C-IS2031-0; DGT C-IS2034-0; PLMN01; PLMN02; PLMN08; PLMN09; DGT LP0001; DGT LP0002; CNS 13438 (up to 6 GHz)
11148 | Technical Regulation on Radio Frequency Identification Equipment (RFID) Operating in the band 866 MHz to 868 MHz | QCVN 95:2015/BTTTT | ISO 17025
11149 | Technical Regulation on Radio Frequency Identification Equipment (RFID) Operating in the band 866 MHz to 868 MHz | QCVN 95:2015/BTTTT
11150 | Technical Regulation on Short Range Devices (SRD) - Radio Equipment to be used in the 1 GHz to 40 GHz Frequency Range | QCVN 74:2013/BTTTT | ISO 17025
11151 | Technical Regulation on Short Range Devices (SRD) - Radio Equipment to be used in the 1 GHz to 40 GHz Frequency Range | QCVN 74:2013/BTTTT
11152 | Technical Regulation on Short Range Devices (SRD) - Radio Equipment to be used in the 25 MHz to 1 GHz Frequency Range | QCVN 73:2013/BTTTT | ISO 17025
11153 | Technical Regulation on Short Range Devices (SRD) - Radio Equipment to be used in the 25 MHz to 1 GHz Frequency Range | QCVN 73:2013/BTTTT
11154 | Technical Regulation on the Electromagnetic Compatibility for Short Range Devices (SRD) Operating on Frequencies between 9 kHz and 40 GHz | QCVN 96:2015/BTTTT | ISO 17025
11155 | Technical Regulation on the Electromagnetic Compatibility for Short Range Devices (SRD) Operating on Frequencies between 9 kHz and 40 GHz | QCVN 96:2015/BTTTT
11156 | Technical Requirements for Electromagnetic Compatibility | RRA Public Notification 2017-19, December 28, 2017 | ISO 17025
11157 | Technical Requirements for Electromagnetic Compatibility | RRA Public Notification 2017-19, December 28, 2017
11158 | Technical Requirements for Measurement of Electromagnetic Field Strength | RRA Public Notification 2017-7, Aug 4, 2017 | ISO 17025
11159 | Technical Requirements for Measurement of Electromagnetic Field Strength | RRA Public Notification 2017-7, Aug 4, 2017
11160 | Technical Requirements for Radio Equipment for Telecommunication Services | RRA Public Notification 2017-3, Mar 31, 2017 | ISO 17025
11161 | Technical Requirements for Radio Equipment for Telecommunication Services | RRA Public Notification 2017-3, Mar 31, 2017
11162 | Technical Requirements for Telecommunications Terminal Equipment | KS X 3074 | ISO 17025
11163 | Technical Requirements for Telecommunications Terminal Equipment | KS X 3074
11164 | Technical Requirements for the Human Protection Against Electromagnetic Waves | MSIT Public Notification 2017-7, Aug 24, 2017 | ISO 17025
11165 | Technical Requirements for the Human Protection Against Electromagnetic Waves | MSIT Public Notification 2017-7, Aug 24, 2017
11166 | Test Methods for Electromagnetic Compatibility | RRA Announce 2017-71, Dec 28, 2017 | ISO 17025
11167 | Test Methods for Electromagnetic Compatibility | RRA Announce 2017-71, Dec 28, 2017
11168 | Test Methods for Technical Requirements of LTE Mobile Radio Equipment | KS X 3142 | ISO 17025
11169 | Test Methods for Technical Requirements of LTE Mobile Radio Equipment | KS X 3142
11170 | TTE Immunity Requirements Vietnam CISPR 22 Requirements | TCVN 7317:2003 TCVN 7189:2009 TCVN 7317:2003 | ISO 17025
11171 | TTE Immunity Requirements Vietnam CISPR 22 Requirements | TCVN 7317:2003 TCVN 7189:2009 TCVN 7317:2003
11172 | U-NII with DFS Intentional Radiators Part 15E | FCC KDB 905462 D02 (v02) | ISO 17025
11173 | U-NII with DFS Intentional Radiators Part 15E | FCC KDB 905462 D02 (v02)
11174 | U-NII without DFS Intentional Radiators Part 15E | ANSI C63.10:2013 | ISO 17025
11175 | U-NII without DFS Intentional Radiators Part 15E | ANSI C63.10:2013
11176 | Unintentional Radiators Part 15B | ANSI C63.4:2014 | ISO 17025
11177 | Unintentional Radiators Part 15B | ANSI C63.4:2014
11178 | Unlicensed Radio Equipment Established Without Notice | MSIT Public Notification 2018-38, June 27, 2018 | ISO 17025
11179 | Unlicensed Radio Equipment Established Without Notice | MSIT Public Notification 2018-38, June 27, 2018
11180 | UWB Intentional Radiators Part 15F | ANSI C63.10:2013 | ISO 17025
11181 | UWB Intentional Radiators Part 15F | ANSI C63.10:2013
11182 | Voltage Dips, Short Interruptions and Voltage Variations on DC Input Power Port | EN 61000-4-29; IEC 61000-4-29 | ISO 17025
11183 | Voltage Dips, Short Interruptions and Voltage Variations on DC Input Power Port | EN 61000-4-29; IEC 61000-4-29
11184 | Voltage Dips, Short Interrupts, and Line Voltage Variations | IEC 61000-4-11; EN 61000-4-11; KN 61000-4-11 | ISO 17025
11185 | Voltage Dips, Short Interrupts, and Line Voltage Variations | IEC 61000-4-11; EN 61000-4-11; KN 61000-4-11
11186 | Voltage Fluctuations | EN 61000-4-14; IEC 61000-4-14 | ISO 17025
11187 | Voltage Fluctuations | EN 61000-4-14; IEC 61000-4-14
11188 | Voltage Frequency Variations | EN 61000-4-28; IEC 61000-4-28 | ISO 17025
11189 | Voltage Frequency Variations | EN 61000-4-28; IEC 61000-4-28
11190 | White Space Device Intentional Radiators Part 15H | ANSI C63.10:2013 | ISO 17025
11191 | White Space Device Intentional Radiators Part 15H | ANSI C63.10:2013
11192 | Analysis of CBD Oil (Cannabidiol) - See Limitations |  | SCC / ISO 17025
11193 | Chemical analysis on crushed glass (extractable metals only) |  | SAC 17025
11194 | Elemental Impurities / Heavy Metals Testing <232>/<233> ICH Q3D | USP <232>/<233> | ISO 17025
11195 | Extractable Chloride by IC-SCD (ion chromatography-suppressed conductivity detection) |  | n/a
11196 | Fourier Transform Infrared Spectroscopy (FTIR) |  | SAC 17025
11197 | Hand Sanitizer Testing - % Alcohol & Ethenol Content by GC-FID | USP 611 Method II; USP 42 | SAC 17025
11198 | Ion Chromatography on Metallics (extraction method) |  | SAC 17025
11199 | Product Chemistry - ICH Q1A(R2) Stability Studies | ICH Q1A(R2) | ISO 17025, FDA registered, DEA licensed, GMP compliant
11200 | PROHIBITION OF CHILDREN'S TOYS AND CHILD CARE ARTICLES CONTAINING SPECIFIED PHTHALATES | 16 CFR Part 1307 | n/a
11201 | Restrictions of Hazardous Substances - RoHS (NO XRF CAPABILITIES) | n/a | n/a
11202 | Total rosavin and salidrosides in rhodiola Rosea by HPLC |  | SAC 17025
11203 | (Ethylenedinitrilo)tetraacetic Acid by ACS10/S3 - pg 315, 90 g | Assay,Ca & Mg (by ICPMS, not validated),Calcium and Magnesium,GENERAL DESCRIPTION,Heavy Metals 1 (requires Sample Solution E),Insoluble in Dilute Ammonium Hydroxide,Iron 1 (requires Sample Solution E),Nitrilotriacetic Acid,Residue After Ignition ,Sample Solution E,(blank) | SAC 17025
11204 | (Ethylenedinitrilo)tetraacetic Acid, Disodium Salt Dihydrate by ACS10/S3 - pg 318, 90 g | Assay,GENERAL DESCRIPTION,Heavy Metals 1 (requires Sample Solution E),Insoluble Matter,Iron 1 (requires Sample Solution E),Nitrilotriacetic Acid,pH of a 5% Solution at 25.0 °C,Sample Solution E (required for Heavy Metals and Iron),(blank) | SAC 17025
11205 | 10 Metals as in <231> - Pb, Hg, As, Cd, Sb, Bi, Cu, Mo, Ag, Sn, 15 Metals - Pb, Hg, As, Cd, Cr, Cu, Mo, Ni, Pd, Pt, V, Os, Rh, Ru, Ir, 4 Metals - Pb, Hg, As, Cd, Metals Screen,Heavy Metals by ICPMS | <233> | SAC 17025
11206 | 2-Ethylhexanoic Acid | 2.4.28 | SAC 17025
11207 | 4,5-Dihydroxy-3-(4-sulfophenylazo)-2,7-naphthalene Disulfonic Acid, Trisodium Salt | See SPADNS,(blank) | SAC 17025
11208 | 4-Aminoantipyrine by ACS10/S3 - pg 143, 10 g | Assay,GENERAL DESCRIPTION,Loss on Drying,Residue after Ignition,Sensitivity to Phenol,(blank) | SAC 17025
11209 | 4-Epianhydrotetracycline | <226> | SAC 17025
11210 | Absorbance (2.2.25) (requires Solution S),Acidity or Alkalinity (requires Solution S),Ammonium (2.4.1) (requires Solution S),Appearance of Solution (2.2.1 and 2.2.2 II) (requires Solution S),CHARACTERS,Extractable Heavy Metas (2.4.8) (requires Solution S),Extractable Zinc (by ICPMS, not validated) (requires Solution S),Fragmentation,Identification A,Identification B (2.2.24),Identification C (2.4.16),Penetrability,Reducing Substances (requires Solution S),Residue on Evaporation (requires Solution S),Rubber Closures for Containers for Aqueous Parenteral Preparations, for Powders and for Freeze-Dried Powders,Self-Sealing Test,Solution S (requires autoclave),Volatile Sulphides (requires autoclave) | 3.2.9 | SAC 17025
11211 | Absorbance (2.2.25) (requires Solution S),Acidity or Alkalinity (requires Solution S),Appearance of Solution S (2.2.1& 2.2.2, II) (requires Solution S),Plastic Containers for Aqueous Solutions for Infusion,Reducing Substances (requires Solution S),Solution S by MODIFIED EP (EP requires autoclave),Transparancy (2.2.1) (requires Solution S) | 3.2.2.1 | SAC 17025
11212 | Absorbance (2.2.25) (requires Solution S1),Acidity or Alkalinity (requires S1),Al, Cr, Ti, V, Zn by ICPMS (not validated) (requires S3),Amides and Stearates (2.2.27) (need more info.),Appearance of Solution (2.2.1 and 2.2.2 II) (requires S1),CHARACTERS,Extractable heavy Metals (2.4.8) (requires S3),Identification A (2.2.24),Identification B (see specific tests),Identification C,Non-Phenolic Antioxidants (2.2.27) (need more info.),Phenolic Antioxidants (2.2.29) (need more info.),Polypropylene for Containers and Closures for preparations for Parenteral and Ophthalmic Use - 400 g,Reducing Substances (requires S1),Solution S1,Solution S2,Solution S3,Substances Soluble in Hexane,Sulfated Ash (2.4.14) | 3.1.6 | SAC 17025
11213 | Absorbance (2.2.25) (requires Solution S1),Acidity or Alkalinity,Additives (2.2.27),Appearance of Solution (2.2.1 and 2.2.2 II),CHARACTERS,Extractable Heavy Metals (2.4.8),Identification A (2.2.24),Identification B (see specific tests),Polyethylene without Additives for Containers for Preparations for Parenteral use and for Ophthalmic Preparations, 300 g,Reducing Substances,Solution S1,Solution S2,Solution S3,Substances Soluble in Hexane,Sulfated Ash (2.4.14) | 3.1.4 | SAC 17025
11214 | Absorption Spectrophotometry, Infrared | 2.2.24 | SAC 17025
11215 | Absorption Spectrophotometry, Ultraviolet & Visible | 2.2.25 | SAC 17025
11216 | Acacia by EP7/S8 - Herbal Drugs and Herbal Drug Preparations - pg 1043, 25 g | Apparent Viscosity (2.2.9),CHARACTERS,Functionally-Related Characteristics,Glucose and Fructose (2.2.27) (requires Sieve Test),Identification A,Identification B (requires Sieve Test),Identification C,Identification D (requires Sieve Test),Insoluble Matter (requires Sieve Test),Loss on Drying (2.2.32) (requires Sieve Test),Microbial Contamination (2.6.12 & 2.6.13),Sieve Test (2.9.12) ,Solution S (requires Sieve Test),Starch, Dextrin, and Agar (requires Solution S),Sterculia Gum - A (requires Sieve Test),Sterculia Gum - B (requires Sieve Test),Tannins (requires Solution S),Total Ash (2.4.16),Tragacantha,(blank) | SAC 17025
11217 | Acacia by FCC | see Gum Arabic,(blank) | SAC 17025
11218 | Acacia by NF31/S2 - pg 1865, 25 g | Acid-Insoluble Ash <561>,Arsenic <211> II,Botanic Characteristics,Heavy Metals <231> II,Identification A,Insoluble Residue,Lead <251>,Microbial Enumeration Tests <61> and Tests for Specified Microorganisms <62>,Residual Solvents <467> (if required),Solubility and Reaction,Starch or Dextrin,Tannin-Bearing Gums,Total Ash <561>,Water Determination <921> III,(blank) | SAC 17025
11219 | Acacia, Spray Dried by EP7/S8 - pg 1301, 25 g (250 g if Apparent Viscosity also needed) | Apparent Viscosity (2.2.9),CHARACTERS,Glucose and Fructose,Identification A,Identification B (requires Glucose and Fructose),Identification C,Loss on Drying (2.2.32),Microbial Contamination,Solution S,Starch, Dextrin, and Agar (requires Solution S),Sterculia Gum A,Sterculia Gum B,Tannins (requires Solution S),Total Ash (2.4.16),Tragacanth (requires Glucose and Fructose),(blank) | SAC 17025
11220 | Acepromazine Maleate by USP36/S2 - pg 2290, 15 g | Assay (requires Water),Identification A <197A>,Identification B ,Melting Range or Temperature <741>,Organic Impurities,pH <791>,Residual Solvents <467> (if required),Residue on Ignition <281>,USP Acepromazine Maleate RS.,Water Determination <921> I,(blank) | SAC 17025
11221 | Acesulfame Potassium by FCC8/S3 - pg 9, 40 g | Assay,DESCRIPTION,Fluoride III,Identification A,Identification B - Ultraviolet Absorption,Identification C - Infrared Absorption,Lead,Loss on Drying,Organic Impurities,pH,USP Acesulfame Potassium RS.,(blank) | SAC 17025
11222 | Acetaminophen and Tramadol Hydrochloride Tablets by USP36 | ADD MONOGRAPH TESTS WHEN NEEDED,(blank) | SAC 17025
11223 | Acetaminophen by USP36/S2 - pg 5927, 20 g | Assay (requires Loss on Drying),Free p-Aminophenol,Heavy Metals <231> II,Identification A <197A>,Identification B,Loss on Drying <731>,Organic Impurities,Residual Solvents <467> (if required),Residue on Ignition <281>,USP Acetaminophen RS, USP Acetaminophen Related Compound B RS, USP Acetaminophen Related Compound C RS, USP Acetaminophen Related Compound D RS, USP Related Compound J RS, USP 4-Aminophenol RS,(blank) | SAC 17025
11224 | Acetaminophen Tablets by USP36/S2 - pg 2295, 100 Tablets | Assay,Dissolution <711>,Identification A,Identification B <201>,Residual Solvents <467> (if required),Uniformity of Dosage Units <905>,USP Acetaminophen RS.,(blank) | SAC 17025
11225 | Acetate,Aluminum,Ammonium,Antimony,Barium,Benzoate,Bicarbonate,Bismuth,Bisulfite,Borate,Bromide,Calcium,Carbonate,Chlorate,Chloride,Citrate,Cobalt,Copper,Ferrous Salts,Hypophosphite,Identification -,Iodide,Iron,Lactate,Lead,Lithium,Magnesium,Manganese,Mercury,Nitrate,Nitrite,Oxalate,Permanganate,Peroxide,Phosphate,Potassium,Salicylate,Silver,Sodium,Sulfate,Sulfite,Tartrate,Thiocyanate,Thiosulfate,Zinc | <191> | SAC 17025
11226 | Acetates (a),Acetates (b),Acetyl,Alkaloids,Aluminum,Amines, Primary Aromatic,Ammonium Salts,Ammonium Salts and Salts of Volatile Bases,Antimony,Arsenic,Barbiturates, Non-Nitrogen Substituted,Benzoates (a),Benzoates (b),Benzoates (c),Bismuth (a),Bismuth (b),Bromides (a),Bromides (b),Calcium (a),Calcium (b),Carbonates and Bicarbonates,Chlorides (a),Chlorides (b),Citrates,Esters,Identification,Iodides (a),Iodides (b),Iron (a),Iron (b),Iron (c),Lactates,Lead (a),Lead (b),Magnesium,Mercury (a),Mercury (b),Nitrates,Phosphates (Orthophosphates) (a),Phosphates (Orthophosphates) (b),Potassium (a),Potassium (b),Salicylates (a),Salicylates (b),Silicates,Silver,Sodium (a),Sodium (b),Sulfates (a),Sulfates (b),Tartrates (a),Tartrates (b),Xanthines,Zinc | 2.3.1 | SAC 17025
11227 | Acetic Acid by NF31/S2 - pg 1867, 150 mL | Assay,Chloride,Heavy Metals <231>,Identification A - Acetate <191>,Nonvolatile Residue,Readily Oxidizable Substances,Residual Solvents <467> (if required),Sulfate,(blank) | SAC 17025
11228 | Acetic Acid in Peptides | <503> | SAC 17025
11229 | Acetic Acid in Synthetic Peptides | 2.5.34 | SAC 17025
11230 | Acetic Acid, Glacial by ACS10/S3 - pg 126, 750 mL | Assay and Acetic Anhydride (requires Water Content),Chloride ,Color (APHA),Dilution Test,GENERAL DESCRIPTION,Heavy Metals 1,Iron 1,Residue after Evaporation ,Substances Reducing Dichromate,Substances Reducing Permanganate,Sulfate,Titrable Base,Water Content (by Volumetric-KF Titration, not validated),(blank) | SAC 17025
11231 | Acetic Acid, Glacial by EP7/S8 - pg 1311, 150 mL | Appearance (2.2.1 & 2.2.2, II) (requires Solution S),Assay,CHARACTERS,Chlorides (2.4.4) (requires Solution S),Freezing Point (2.2.18),Heavy Metals (2.4.8, A),Identification A (2.2.4),Identification B - Acetates (2.3.1, b),Iron (2.4.9),Reducing Substances,Residue on Evaporation,Solution S,Sulfates (2.4.13) (requires Solution S),(blank) | SAC 17025
11232 | Acetic Acid, Glacial by FCC8/S3 - pg 12, 100 mL | Assay,DESCRIPTION,Identification - Acetate,Lead (by ICPMS, not validated),Lead I,Nonvolatile Residue,Readily Oxidizable Substances,Solidification Point,(blank) | SAC 17025
11233 | Acetic Acid, Glacial by JP16/S1 - pg 320, 100 mL | Assay <2.50>,Congealing Point <2.42>,DESCRIPTION,Identification <1.09> Acetate,Purity (1) Chloride,Purity (2) Sulfate,Purity (3) Heavy Metals <1.07>,Purity (4) Potassium Permanganate-Reducing Substances,Purity (5) Non-Volatile Residue,(blank) | SAC 17025
11234 | Acetic Acid, Glacial by USP36/S2 - pg 2329, 100 mL | Assay,Chloride <221>,Congealing Temperature <651>,Heavy Metals <231>,Identification - Acetate <191>,Limit of Nonvolatile Residue,Readily Oxidizable Substances,Residual Solvents <467> (if required),Sulfate <221>,(blank) | SAC 17025
11235 | Acetic Anhydride by ACS10/S3 - pg 129, 400 mL | Assay,Chloride (requires Sample Solution A),GENERAL DESCRIPTION,Heavy Metals I (requires Sample Solution A),Iron I (requires Sample Solution A),Phosphate I (requires Sample Solution A),Residue after Evaporation,Sample Solution A,Substances Reducing Permanganate (requires Sample Solution A),Sulfate III (requires Sample Solution A),(blank) | SAC 17025
11236 | Acetone by ACS10/S3 - pg 130, 1 L | Aldehyde,Assay, Isopropyl Alcohol, and Methanol (requires Water 1),Color (APHA),Residue after Evaporation,Solubility in Water,Substances Reducing Permanganate,Titratable Acid (requires Solubility in Water),Titratable Base,Ultraviolet Spectrophotometry,Water 1,(blank) | SAC 17025
11237 | Acetone by EP7/S8 - pg 1312, 300 mL | Acidity or Alkalinity,Appearance of Solution (2.2.1 & 2.2.2, II),CHARACTERS,Identification A,Identification B,Identification C,Matter Insoluble in Water (2.2.1),Reducing Substances,Related Substances (2.2.28),Relative Density (2.2.5),Residue on Evaporation,Water (2.5.12),(blank) | SAC 17025
11238 | Acetone by FCC8/S3 - pg 14, 1 L | Acidity (as Acetic Acid),Aldehydes (as Formaldehyde),Alkalinity (as Ammonia),Assay,DESCRIPTION,Distillation Range,Identification,Lead (by ICPMS, not validated),Lead I,Methanol,Nonvolatile Residue,Phenols,Refractive Index,Solubility in Water,Specific Gravity,Substances Reducing Permanganate,Water,(blank) | SAC 17025
11239 | Acetone by NF31/S2 - pg 1868, 500 mL | Assay,Identification A - Infrared Absorption <197F> (requires USP Acetone RS.),Identification B,Nonvolatile Residue,Readily Oxidizable Substances,Residual Solvents <467> (if required),Specific Gravity <841>,USP Acetone RS., USP Methyl Alcohol RS.,Water,(blank) | SAC 17025
11240 | Acetonitrile by ACS10/S3 - pg 132, 3 L | Assay (requires Water 1),Color (APHA),Extraction-Concentration Suitability,GENERAL DESCRIPTION,Liquid Chromatography Suitability,Residue after Evaporation,Titratable Acid,Titratable Base,Ultraviolet Spectrophotometry,Water 1,(blank) | SAC 17025
11241 | Acetylcysteine by EP7/S8 - pg 1313, 25 g | Appearance of Solution (2.2.1 & 2.2.2, II) (requires Solution S),Assay [requires Loss on drying (2.2.32)],CHARACTERS,EP Acetylcysteine CRS., EP Acetylcysteine Impurity C CRS., EP Acetylcysteine Impurity D CRS.,Heavy Metals (2.4.8, C),Identification A [requires Loss on Drying (2.2.32)],Identification B (2.2.14),Identification C (2.2.24),Identification D,Identification E (requires Solution S),Loss on Drying (2.2.32),pH (2.2.3) (requires Solution S),Related Substances (2.2.29),Solution S,Specific Optical Rotation (2.2.7) [requires Loss on Drying (2.2.32)],Sulfated Ash (2.4.14),Zinc (2.2.23, II),(blank) | SAC 17025
11242 | Acetylcysteine by USP36/S2 - pg 2334, 25 g | Assay (requires Loss on Drying),Heavy Metals <231> II,Identification A - Infrared Absorption <197A>,Loss on Drying <731>,pH <791>,Residual Solvents <467> (if required),Residue on Ignition <281>,Specific Rotation <781S> (requires Loss on Drying),USP Acetylcysteine RS., L-Phenylalanine RS.,(blank) | SAC 17025
11243 | Acetylsalicylic Acid | See Aspirin,(blank) | SAC 17025
11244 | Acid Value | 2.5.1 | SAC 17025
11245 | Acidity,Heavy Metals,Identification A,Identification B (2.2.4),Identification C,Identification D (2.4.14 and 2.3.1),Mineral Oils,Phenylated Compounds (2.2.6) (Refractive Index),Silicone Oil Used as a Lubricant by EP2001 - pg 456, 50 g,Viscosity (2.2.10),Volatile Matter | 3.1.8 | SAC 17025
11246 | Acid-neutralizing Capacity | <301> | SAC 17025
11247 | Acyclovir by USP36/S2 - pg 2338, 1 g | Assay and Limit for Guanine (requires Water),Identification A <197A>,Identification B,Ordinary Impurities <466>,Residual Solvents <467> (if required),USP Acyclovir RS.,Water <921> I,(blank) | SAC 17025
11248 | Adenine by USP36/S2 - pg 2345, 20 g | Assay (requires Loss on Drying),Heavy Metals <231> II,Identification - Infrared Absorption <197A>,Loss on Drying <731>,Nitrogen Content <461> II (requires Loss on Drying),Organic Impurities (requires Loss on Drying),Residual Solvents <467> (if required),Residue on Ignition <281>,USP Adenine RS.,(blank) | SAC 17025
11249 | Adenosine by USP36/S2 - pg 2346, 30 g ***SEE ERRATA IN BOOK*** | Assay,Heavy Metals <231> II,Identification A - Infrared Absorption <197A>,Loss on Drying <731>,Melting Range or Temperature <741>,Organic Impurities,Residual Solvents <467> (if required),Residue on Ignition <281>,Specific Rotation <781S> (requires Loss on Drying),USP L-Adenosine RS.,(blank) | SAC 17025
11250 | Aerosols, Metered-dose Inhalers, and Dry Powder Inhalers | <601> | SAC 17025
11251 | Air, Medical by USP36/S2 - pg 2348 check tests for volume - need at least 4 Liters - see other notes below | Assay - WCAS Fixed Gases (not validated),Carbon Dioxide,Carbon Monoxide,Limit of Nitric Oxide and Nitrogen Dioxide,Odor,Sulfur Dioxide,Water and Oil,(blank) | SAC 17025
11252 | Air, Medicinal by EP7/S8 - pg 1331, check tests for volume - need at least 4 liters - see other notes below | Assay (not validated),Carbon Dioxide (Drager Tube, not validated),Carbon Monoxide (Drager Tube, not validated),CHARACTERS,Nitrogen Monoxide and Nitrogen Dioxide (not validated),Oil,Oil (USP Water and Oil),Sulfur Dioxide (Drager Tube, not validated),Water (Drager Tube, not validated),(blank) | SAC 17025
11253 | Alanine by EP7/S8 - pg 1334, 25 g | Ammonium (2.4.1, B),Appearance of Solution (2.2.1 & 2.2.2, II) (requires Solution S),Assay [requires Loss on drying (2.2.32)],CHARACTERS,Chlorides (2.4.4) (requries Solution S),EP Alanine CRS., EP Glycine CRS.,Heavy Metals (2.4.8, A),Identification A (2.2.7) [requires Loss on Drying (2.2.32)],Identification B (2.2.24),Identification C,Identification D,Iron (2.4.9),Loss on Drying (2.2.32),Ninhydrin-Positive Substances (2.2.27),Solution S,Specific Optical Rotation (2.2.7) [requires Loss on Drying (2.2.32)],Sulfated Ash (2.4.14),Sulfates (2.4.13) (requires Solution S),(blank) | SAC 17025
11254 | Alanine by USP36/S2 - pg 2349, 50 g | Assay (requires Loss on Drying),Chloride <221>,Heavy Metals <231> I,Identification - Infrared Absorption <197A>,Iron <241>,Loss on Drying <731>,Organic Impurities,pH <791>,Residual Solvents <467> (if required),Residue on Ignition <281>,Specific Rotation <781S> (requires Loss on Drying),Sulfate <221>,USP L-Alanine RS., USP Glycine RS.,(blank) | SAC 17025
11255 | Albuterol by USP36/S2 - pg 2352, 10 g | Assay (requires Water),Identification A <197A>,Identification B <197U>,Organic Impurities,Residual Solvents <467> (if required),Residue on Ignition <281>,USP Albuterol RS.,Water <921> I,(blank) | SAC 17025
11256 | Albuterol Sulfate by USP36/S2 - pg 2352, 10 g ***SEE ERRATA*** | Assay (requires Water),Chromatographic Purity <621>,Identification A <197A>,Identification B <197U>,Identification C - Sulfate <191>,Identification D,Residual Solvents <467> (if required),Residue on Ignition <281>,USP Albuterol Sulfate RS, Albuterol Related Compound A RS.,Water <921> I,(blank) | SAC 17025
11257 | Alcohol by EP | see Ethanol by EP,(blank) | SAC 17025
11258 | Alcohol by USP36/S2 - pg 2357, 2 L ***SEE ERRATA IN BOOK*** | Acidity or Alkalinity,Clarity of Solution,Color of Solution,Identification A,Identification B - Infrared Absorption <197F> (requires USP Alcohol RS.),Limit of Nonvolatile Residue,Organic Impurities,Residual Solvents <467> (if required),Specific Gravity <841>,Ultraviolet Absorption,USP Alcohol RS.,(blank) | SAC 17025
11259 | Alcohol, Dehydrated by USP36/S2- pg 2358, 2 L | Acidity or Alkalinity,Clarity of Solution,Color of Solution,Identification A - Specific Gravity <841>,Identification B <197F> (requires USP Dehydrated Alcohol RS.),Limit of Nonvolatile Residue,Residual Solvents <467> (if required),Ultraviolet Absorption,USP Dehydrated Alcohol RS.,Volatile Impurities,(blank) | SAC 17025
11260 | Aldehydes & Ketones | (blank) | SAC 17025
11261 | Alfuzosin Hydrochloride by USP36 | ADD MONOGRAPH TESTS WHEN NEEDED,(blank) | SAC 17025
11262 | Alginates Assay | <311> | SAC 17025
11263 | Alginic Acid by FCC8/S3 - pg 33, 40 g | Arsenic,Assay - Alginates Assay (requires Loss on Drying),DESCRIPTION,Identification A,Identification B,Identification C,Lead,Loss on Drying,Residue on Ignition (Sulfated Ash) (requires Loss on Drying),(blank) | SAC 17025
11264 | Alkaline Impurities in Fatty Oils | 2.4.19 | SAC 17025
11265 | all-rac-alpha-Tocopherol by EP7/S8 - pg 3718, 15 g | Assay (2.2.28),CHARACTERS,EP all-rac-alpha-Tocopherol for Peak Identification CRS.,EP alpha-Tocopherol CRS.,Identification A - Optical Rotation (2.2.7),Identification B - IR (2.2.24),Identification C - TLC (2.2.27),Related Substances (2.2.28),(blank) | SAC 17025
11266 | Alpha Lipoic Acid by USP | See Lipoic Acid, Alpha,(blank) | SAC 17025
11267 | Alpha Tocopherol Assay | <551> | SAC 17025
11268 | Alprazolam by USP36/S2 - pg 2374, 5 g | Assay (requires Loss on Drying <731>),Heavy Metals <231> II,Identification A - Infrared Absorption <197A>,Identification B,Loss on Drying <731>,Organic Impurities,Residual Solvents <467> (if required),Residue on Ignition <281>,USP Alprazolam RS., USP Alprazolam Related Compound A RS., USP 2-Amino-5-chlorobenzophenone RS.,(blank) | SAC 17025
11269 | Alprostadil by USP36/S2 - pg 2381, 3 g | Assay (Requires Water <921> I),Identification - Infrared Absorption <197A>,Limit of Chromium,Limit of Foreign Prostaglandins - Test 1,Limit of Foreign Prostaglandins - Test 2,Limit of Rhodium,Residual Solvents <467> (if required),Residue on Ignition <281>,USP Alprostadil RS, USP Prostaglandin A1 RS, USP Prostaglandin B1 RS,Water <921> I,(blank) | SAC 17025
11270 | Aluminum | 2.4.17 | SAC 17025
11271 | Aluminum - Can not do, offer ICPMS | <206> | SAC 17025
11272 | Aluminum Chloride by USP36/S2 - pg 2401, 25 g | Assay (requires Water),Heavy Metals <231> I,Identification - Aluminum <191> & Chloride <191>,Iron <241>,Limit of Alkalies and Alkaline Earths,Residual Solvents <467> (if required),Sulfate,Water <921> I,(blank) | SAC 17025
11273 | Aluminum Chlorohydrate by USP36/S2 - pg 2402, 25 g | Aluminum/Chloride Atomic Ratio,Arsenic <211> I,Assay,Content of Aluminum,Content of Chloride,Heavy Metals <231> I,Identification - Aluminum <191> & Chloride <191>,Limit of Iron,pH <791>,Residual Solvents <467> (if required),(blank) | SAC 17025
11274 | Aluminum Hydroxide Gel by USP36/S2 - pg 2406, 15 g | Acid-Neutralizing Capacity <301> (requires Assay),Arsenic <211> I,Assay,Chloride,Heavy Metals <231>,Identification A,Identification B - Aluminum <191>,Microbial Enumeration Tests <61> and Absence of Specified Microorganisms <62>,pH <791>,Residual Solvents <467> (if required),Sulfate <221>,(blank) | SAC 17025
11275 | Aluminum Hydroxide Gel, Dried by USP36/S2 - pg 2407, 15 g | Acid-neutralizing capacity <301>,Arsenic <211> I,Assay,Chloride <221>,Heavy Metals <231>,Identification A - Infrared Absorption <197A>,Identification B - Aluminum <191>,pH <791>,Residual Solvents <467> (if required),Sulfate <221>,USP Dried Aluminum Hydroxide Gel RS,(blank) | SAC 17025
11276 | Aluminum in Absorbed Vaccines | 2.5.13 | SAC 17025
11277 | Aluminum Monostearate by NF31/S2 - pg 1879, 100 g | Arsenic <211> I,Assay (requires Loss on Drying <731>),Heavy Metals <231>,Identification A - Aluminum <191>,Identification B - Solidification Temperature of Fatty Acids <401>,Loss on Drying <731>,Residual Solvents <467> (if required),(blank) | SAC 17025
11278 | Aluminum Sulfate, Hydrated by ACS10/S3 - pg 141, 100 g | Assay,Calcium, Magnesium, Potassium, and Sodium (by ICPMS, not validated),Chloride,Heavy Metals,Insoluble Matter,Iron,(blank) | SAC 17025
11279 | Aluminum Zirconium Tetrachlorohydrex Gly by USP36/S2 - pg 2423, 50 g | (Aluminum plus Zirconium)/Chloride Atomic Ratio,Aluminum/Zirconium Atomic Ratio,Arsenic <211> I,Assay,Content of Aluminum,Content of Chloride,Content of Zirconium,Heavy Metals <231> I,Identification A - Chloride <191>,Identification B,Limit of Iron,pH <791>,Residual Solvents <467> (if required),(blank) | SAC 17025
11280 | Aluminum,Bismuth,Calcium,Complexometric Titration,Lead,Zinc | 2.5.11 | SAC 17025
11281 | Amikacin Sulfate by USP36/S2 - pg 5930, 6 g | Assay (requires Loss on Drying <731>),Crystallinity <695>,Identification A <197K>,Identification B,Identification C - Sulfate <191>,Loss on Drying <731>,pH <791>,Residual Solvents <467> (if required),Residue on Ignition <281>,Specific Rotation <781S> (requires Loss on Drying),USP Amikacin RS., USP Amikacin Sulfate RS., USP Kanamycin Sulfate RS.,(blank) | SAC 17025
11282 | Amino Acid Analysis | 2.2.56 | SAC 17025
11283 | Aminobenzoic Acid by USP36/S2 - pg 6557, 50 g | Assay (requires Loss on Drying <731>),Heavy Metals <231> II,Identification A - Infrared Absorption <197A>,Identification B,Limit of Aniline and p-Toluidine,Loss on Drying <731>,Organic Impurities,Residual Solvents <467> (if required),Residue on Ignition <281>,USP Aminobenzoic Acid RS., USP Benzocaine RS.,(blank) | SAC 17025
11284 | Aminocaproic Acid by USP36/S2 - pg 2444, 20 g | Assay (requires Water),Heavy Metals <231> II,Identification <197A>,Residual Solvents <467> (if required),Residue on Ignition <281>,USP Aminocaproic Acid RS.,Water <921> I,(blank) | SAC 17025
11285 | Aminosalicylic Acid by USP36/S2 - pg 2456, 35 g | Assay (requires Water),Chloride <221>,Clarity and Color of Solution,Heavy Metals <231> II,Hydrogen Sulfide, Sulfur Dioxide, and Amyl Alcohol,Identification A,Identification B,Identification C,Limit of m-Aminophenol,pH <791>,Residual Solvents <467> (if required),Residue on Ignition <281>,USP Aminosalicylic Acid RS., USP m-Aminophenol RS.,Water <921> I,(blank) | SAC 17025
11286 | Amitriptyline Hydrochloride by USP36/S2 - pg 2462, 35 g | Assay (requires Loss on Drying),Heavy Metals <231> II,Identification A <197A>,Identification B,Identification C - Chloride <191>,Loss on Drying <731>,Organic Impurities,pH <791>,Residual Solvents <467> (if required),Residue on Ignition <281>,USP Amitriptyline Hydrochloride RS., USP Amitriptyline Related Compound A RS., USP Amitriptyline Related Compound B RS., USP Cyclobenzaprine Hydrochloride RS., USP Nortriptyline Hydrochloride RS.,(blank) | SAC 17025
11287 | Ammonia Solution by FCC8/S3 - pg 53, 100 mL | Assay,DESCRIPTION,Identification,Lead (by ICPMS, not validated),Lead I,Nonvolatile Residue,Readily Oxidizable Substances,(blank) | SAC 17025
11288 | Ammonia Solution, Strong by NF31/S2 - pg 1882, 150 mL | Assay,Heavy Metals <231> I,Identification A,Limit of Nonvolatile Residue,Readily Oxidizable Substances,Residual Solvents <467> (if required),(blank) | SAC 17025
11289 | Ammonium | (blank) | SAC 17025
11290 | Ammonium Acetate by ACS10/S3 - pg 146, 100 g | Assay,Chloride ,Heavy Metals I,Insoluble Matter ,Iron ,Nitrate ,pH of 5% Solution ,Residue After Ignition ,Sulfate ,(blank) | SAC 17025
11291 | Ammonium Bicarbonate by ACS10/S3 | use Ammonium Carbonate,(blank) | SAC 17025
11292 | Ammonium Carbonate by ACS10/S3 - pg 150, 125 g | Assay,Chloride,Heavy Metals I,Insoluble Matter,Iron I,Nonvolatile Matter,Sulfur Compounds,(blank) | SAC 17025
11293 | Ammonium Chloride by ACS10/S3 - pg 152, 125 g | Assay,Calcium and Magnesium (by ICPMS, not validated),Heavy Metals I,Insoluble Matter,Iron I,pH of a 5% Solution at 25.0 C,Phosphate I,Residue After Ignition ,Sulfate I,(blank) | SAC 17025
11294 | Ammonium Chloride by USP36/S2 - pg 2469, 25 g | Assay (requires Loss on Drying <731>),Heavy Metals <231> I,Identification - Ammonium <191> & Chloride <191>,Limit of Thiocyanate,Loss on Drying <731>,pH <791>,Residual Solvents <467> (if required),Residue on Ignition <281>,(blank) | SAC 17025
11295 | Ammonium Hydroxide by ACS10/S3 - pg 158, 400 mL | Appearance,Assay,Carbon Dioxide,Chloride, Nitrate, Phosphate, and Sulfate ,Heavy Metals,Iron ,Residue After Ignition ,Substances Reducing Permanganate,(blank) | SAC 17025
11296 | Ammonium Hydroxide by USP/NF | USE Strong Ammonia Solution by NF,(blank) | SAC 17025
11297 | Ammonium Hydroxide, Ultratrace by ACS10/S3 - pg 159, 100 g | Assay,Chloride, Phosphate, and Sulfate ,Mercury by ICPMS (not validated),Trace Metals (by ICPMS, not validated),(blank) | SAC 17025
11298 | Ammonium Metavanadate by ACS10/S3 - pg 162, 40 g | Assay,Carbonate,Chloride ,Solubility in Ammonium Hydroxide,Sulfate ,(blank) | SAC 17025
11299 | Ammonium Molybdate Tetrahydrate by ACS10/S3 - pg 163, 100 g | Arsenate, Phosphate, and Silicate,Assay,Chloride,GENERAL DESCRIPTION,Heavy Metals,Insoluble Matter,Magnesium, Potassium, and Sodium,Magnesium, Potassium, and Sodium (by ICPMS, not validated),Nitrate,Phosphate 3,Sulfate 2,(blank) | SAC 17025
11300 | Ammonium Phosphate by NF31/S2 - pg 1886, 15 g | Arsenic <211> I,Assay,Chloride <221>,Heavy Metals <231>,Identification A - Ammonium <191> ,Identification B - Phosphate <191>,pH <791>,Residual Solvents <467> (if required),Sulfate <221>,(blank) | SAC 17025
11301 | Ammonium Phosphate, Dibasic by ACS10/S3 - pg 170, 150 g | Assay,Calcium, Magnesium, Potassium, and Sodium (by ICPMS, not validated),Chloride ,Heavy Metals I,Insoluble Matter ,Iron I,Nitrate ,pH of a 5% Solution ,Sulfate,(blank) | SAC 17025
11302 | Ammonium Phosphate, Monobasic by ACS10/S3 - pg 171, 150 g | Assay,Calcium, Magnesium, Potassium, and Sodium (by ICPMS, not validated),Chloride ,Heavy Metals I,Insoluble Matter ,Iron I,Nitrate ,pH of a 5% Solution at 25.0 C,Sulfate,(blank) | SAC 17025
11303 | Ammonium Sulfate by ACS10/S3 - pg 174, 150 g | Assay,Chloride ,Heavy Metals I,Insoluble Matter,Iron I,Nitrate,pH of a 5% Solution at 25.0 C,Phosphate I,Residue After Ignition ,(blank) | SAC 17025
11304 | Ammonium Sulfate by FCC8/S3 - pg 61, 50 g | Assay,DESCRIPTION,Identification - Ammonium,Identification - Sulfate,Lead,Lead (by ICPMS, not validated),Residue on Ignition (Sulfated Ash),Selenium II,(blank) | SAC 17025
11305 | Ammonium Sulfate by NF31/S2 - pg 1886, 120 g | Assay,Chloride <221>,Identification A - Ammonium <191> ,Identification B - Sulfate <191>,Iron <241>,Limit of Insoluble Matter,Limit of Nitrate,Limit of Phosphate,Microbial Enumeration Tests <61> and Tests for Specified Microorganisms <62>,pH <791>,Residual Solvents <467> (if required),Residue on Ignition <281>,(blank) | SAC 17025
11306 | Ammonium, Method A | 2.4.1 A | SAC 17025
11307 | Ammonium, Method B | 2.4.1 B | SAC 17025
11308 | Amoxicillin by USP36/S2- pg 2477, 7 g ***SEE ERRATA*** | Assay (requires Water Determination <921> I),Bacterial Endotoxins Test <85>,Crystallinity <695>,Dimethylaniline <223>,Identification - Infrared Absorption <197A>,Organic Impurities,pH <791>,Residual Solvents <467> (if required),USP Amoxicillin RS., USP Amoxicillin Related Compound A RS., USP Amoxicillin Related Compound D RS.,Water Determination <921> I,(blank) | SAC 17025
11309 | Amoxicillin Trihydrate by EP7/S8 - pg 4890, 10 g | Assay [requires Water (2.5.12)],CHARACTERS,EP Amoxicillin Trihydrate CRS., EP Ampicillin Trihydrate CRS., EP Cefadroxil CRS.,Identification A (2.2.24),Identification B (2.2.27),Identification C,N,N-Dimethylaniline (2.4.26, A or B),pH (2.2.3) (requires Solution S),Related Substances (2.2.29),Solution S,Specific Optical Rotation (2.2.7) [requires Water (2.5.12) & Solution S],Sulfated Ash (2.4.14),Water (2.5.12),(blank) | SAC 17025
11310 | Amperometric Titration | 2.2.19 | SAC 17025
11311 | Amphetamine Assay | <331> | SAC 17025
11312 | Ampyrone by ACS | use 4-Aminoantipyrine,(blank) | SAC 17025
11313 | Analytical method development and validation | R&D and Testing | SAC 17025
11314 | Anhydrous Citric Acid by JP | see Citric Acid, Anhydrous by JP,(blank) | SAC 17025
11315 | Anhydrous Dibasic Calcium Phosphate by JP | see Calcium Phosphate, Dibasic, Anhydrous by JP,(blank) | SAC 17025
11316 | Anhydrous Ethanol by JP | see Ethanol, Anhydrous by JP,(blank) | SAC 17025
11317 | Anhydrous Lactose by NF | see Lactose, Anhydrous by JP,(blank) | SAC 17025
11318 | Anions by IC,(blank) | ASTM D4327-03 | SAC 17025
11319 | Annealed Soda-Lime-Silicate Glass Containers that are Produced for Use as Candle Containers,(blank) | ASTM F2179-02 | SAC 17025
11320 | Anthrone by ACS10/S3 - pg 178, 5 g | Absorbance of Reagent Solution,Melting Point,Sensitivity to Carbohydrates,Solubility in Ethyl Acetate,(blank) | SAC 17025
11321 | Anticoagulant Citrate Dextrose Solution by USP36/S2 - pg 2512, 100 mL | Assay for Dextrose <781>,Assay for Sodium,Assay for Total Citrate <345>,Bacterial Endotoxins <85>,Chloride <221>,Identification plus <191> Citrate and Sodium,Other Requirements,pH <791>,Residual Solvents <467> (if required),USP Citric Acid RS., USP Endotoxin RS.,(blank) | SAC 17025
11322 | Appearance of Solution (2.2.1 & 2.2.2, II) | 2.2.1/.2 II | SAC 17025
11323 | Appearance, Quality Assay Other (possibly by LC, not in literature), Refractive Index @ 20C, Spectrum, IR, Water by Karl Fischer | 1,8-Diazabicyclo[5.4.oaundec-7-EHE, 90%, 500 ml | SAC 17025
11324 | Aqua Ammonia | see Ammonium Hydroxide,(blank) | SAC 17025
11325 | Arginine by EP7/S8 - pg 1414, 25 g | Ammonium (2.4.1, B),Appearance of Solution (2.2.1 & 2.2.2, II) (requires Solution S),Assay [requires Loss on drying (2.2.32)],CHARACTERS,Chlorides (2.4.4) (requires Solution S),EP Arginine CRS., EP Lysine Hydrochloride CRS.,Heavy Metals (2.4.8, A),Identification A [requires Loss on Drying (2.2.32)],Identification B (2.2.4) (requires Solution S),Identification C - Infrared Absorption Spectrophotometry (2.2.24),Identification D,Identification E,Iron (2.4.9),Loss on Drying (2.2.32),Ninhydrin-Positive Substances (2.2.27),Solution S,Specific Optical Rotation (2.2.7) [requires Loss on Drying (2.2.7)],Sulfated Ash (2.4.14),Sulfates (2.4.13) (requires Solution S),(blank) | SAC 17025
11326 | Arginine by USP36/S2 - pg 2525, 50 g | Assay (requires Loss on Drying),Chloride <221>,Heavy Metals <231> I,Identification - Infrared Absorption <197A>,Iron <241>,Loss on Drying <731>,Organic Impurities,Residual Solvents <467> (if required),Residue on Ignition <281>,Specific Rotation <781S> (requires Loss on Drying),Sulfate <221>,USP L-Arginine RS., USP L-Lysine Hydrochloride RS.,(blank) | SAC 17025
11327 | Arginine Hydrochloride by EP7/S8 - pg 1415, 25 g | Ammonium (2.4.1, B),Appearance of Solution (2.2.1 & 2.2.2, II) (requires Solution S),Assay [requires Loss on drying (2.2.32)],CHARACTERS,EP Arginine Hydrochloride CRS., EP Lysine Hydrochloride CRS.,Heavy Metals (2.4.8, A),Identification A [requires Loss on Drying (2.2.32)],Identification B (2.2.24),Identification C,Identification D,Identification E - Chlorides (2.3.1, a),Iron (2.4.9),Loss on Drying (2.2.32),Ninhydrin-Positive Substances (2.2.27),Solution S,Specific Optical Rotation (2.2.7) [requires Loss on Drying (2.2.7)],Sulfated Ash (2.4.14),Sulfates (2.4.13) (requires Solution S),(blank) | SAC 17025
11328 | Arginine Hydrochloride by USP36/S2 - pg 2525, 25 g | Assay (requires Loss on Drying),Chloride Content,Chromatographic Purity,Heavy Metals <231> I,Identification A - Infrared Absorption <197A>,Loss on Drying <731>,Residual Solvents <467> (if required),Residue on Ignition <281>,Specific Rotation <781S> (requires Loss on Drying),Sulfate <221>,USP Arginine Hydrochloride RS., USP L-Lysine Hydrochloride RS.,(blank) | SAC 17025
11329 | Arsenic <211>, Powdered Glass Test, Surface Glass Test, Water Attack at 121 Degrees, Chemical Resistance, Containers-Glass | <660> | SAC 17025
11330 | Arsenic, Method A | 2.4.2 A | SAC 17025
11331 | Arsenic, Method B | 2.4.2 B | SAC 17025
11332 | Ascorbic Acid by EP7/S8 - pg 1418 25 g | Appearance of Solution (2.2.1 & 2.2.2, II) (requires Solution S),Assay,CHARACTERS,Copper (2.2.23, I),EP Ascorbic Acid CRS., EP Ascorbic Acid Impurity C CRS., EP Ascorbic Acid Impurity D CRS.,Heavy Metals (2.4.8, A),Identification A (2.2.25),Identification B (2.2.24),Identification C - pH (2.2.3) (requires Solution S),Identification D (requires Solution S),Impurity E,Iron (2.2.23, I),Related Substances (2.2.29),Solution S,Specific Optical Rotation (2.2.7),Sulfated Ash (2.4.14),(blank) | SAC 17025
11333 | Ascorbic Acid by USP36/S2 - pg 2531, 25 g | Assay,Heavy Metals <231>,Identification A - Infrared Absorption <197A>,Identification B,Residual Solvents <467> (if required),Residue on Ignition <281>,Specific Rotation <781S>,USP Ascorbic Acid RS.,(blank) | SAC 17025
11334 | Ascorbic Acid Injection by USP36/S2 - pg 2531, 250 mL | Assay,Bacterial Endotoxins <85>,Identification A,Identification B,Identification C - Sodium <191>,Limit of Oxalate,Other Requirements,pH <791>,Residual Solvents <467> (if required),USP Ascorbic Acid RS., USP Endotoxin RS.,(blank) | SAC 17025
11335 | Ash Insoluble in Hydrochloric Acid | 2.8.1 | SAC 17025
11336 | Ashwagandha Root Extract, Powdered by USP36/S2 - Dietary Supplements - pg 1339, 150 g | Dithiocarbamates (as CS2), Quantitative Analysis of Organochlorine and Pyrethroid Insecticides, Quantitative Analysis of Organophosphorus Insecticides,Aflatoxins <561>,Composition - Content of Withanolides (requires Loss on Drying <731>),General Method for Pesticide Residues Analysis <561> (see breakdown below),Heavy Metals II,Identification - A - TLC <201>,Identification - B,Loss on Drying <731>,Residual Solvents <565>,Salmonella and Ecoli <2022>,Total Aerobic Bacterial Count & Total Combined Molds and Yeasts Count <2021>,USP Powdered Ashwagandha Root Extract RS., USP Withanolide A RS., USP Withanoside IV RS.,(blank) | SAC 17025
11337 | Asparagine Monohydrate by EP7/S8 - pg 1421, 35 g | Ammonium (2.4.1, B),Appearance of Solution (2.2.1 & 2.2.2, II) (requires Solution S),Assay [requires Loss on drying (2.2.32)],CHARACTERS,Chlorides (2.4.4) (requires Solution S),EP Asparagine Monohydrate CRS.,Heavy Metals (2.4.8, A),Identification A [requires Loss on Drying (2.2.32)],Identification B (2.2.24),Identification C,Iron (2.4.9),Loss on Drying (2.2.32),Ninhydrin-Positive Substances (2.2.27),Solution S,Specific Optical Rotation (2.2.7) [requires Loss on Drying (2.2.32)],Sulfated Ash (2.4.14),Sulfates (2.4.13),(blank) | SAC 17025
11338 | Aspartame by NF31/S2 - pg 1890, 50 g | Assay (requires Loss on Drying <731>),Chromatographic Purity,Heavy Metals <231> II,Identification A - Infrared Absorption <197A>,Limit of 5-Benzyl-3,6-Dioxo-2 -Piperazineacetic Acid,Loss on Drying <731>,Residual Solvents <467> (if required),Residue on Ignition <281>,Specific Rotation <781S> (requires Loss on Drying),Transmittance,USP Aspartame RS., USP Aspartame Related Compound A RS.,(blank) | SAC 17025
11339 | Aspartic Acid by EP7/S8 - pg 1423, 45 g | Ammonium (2.4.1, B),Appearance of Solution (2.2.1 & 2.2.2, II),Assay [requires Loss on drying (2.2.32)],CHARACTERS,Chlorides (2.4.4),EP Aspartic Acid CRS., EP Glutamic Acid CRS.,Heavy Metals (2.4.8, D),Identification A [requires Loss on Drying (2.2.32)],Identification B (2.2.4),Identification C (2.2.24),Identification D,Iron (2.4.9),Loss on Drying (2.2.32),Ninhydrin-Positive Substances (2.2.27),Specific Optical Rotation (2.2.7) [requires Loss on Drying (2.2.32)],Sulfated Ash (2.4.14),Sulfates (2.4.13),(blank) | SAC 17025
11340 | Aspartic Acid by USP36/S2 - pg 2533, 45 g | Assay (requires Loss on Drying <731>),Chloride <221>,Chromatographic Purity,Heavy Metals <231> II,Identification A - Infrared Absorption <197A>,Iron <241>,Loss on Drying <731>,Residual Solvents <467> (if required),Residue on Ignition <281>,Specific Rotation <781S> (requires Loss on Drying <731>),Sulfate <221>,USP Aspartic Acid RS.,(blank) | SAC 17025
11341 | Aspirin by USP36/S2 - pg 2534, 50 g | Assay (requires Loss on Drying),Chloride <221>,Heavy Metals,Identification A,Identification B - Infrared Absorption <197A>,Limit of Free Salicylic Acid,Loss on Drying <731>,Readily Carbonizable Substances <271>,Residual Solvents <467> (if required),Residue on Ignition <281>,Substances Insoluble in Sodium Carbonate TS,Sulfate,USP Aspirin RS.,(blank) | SAC 17025
11342 | Aspirin Delayed-Release Tablets by USP36/S2 - pg 2539, amount depends on tablets | Assay,Dissolution <711>,Identification A,Identification B - Infrared Absorption <197A>,Limit of Free Salicylic Acid,Residual Solvents <467> (if required),Uniformity of Dosage Units <905>,USP Aspirin RS., USP Salicylic Acid RS.,(blank) | SAC 17025
11343 | Assay (requires Water Determination <921> I),Heavy Metals <231> II,Identification A - Infrared Absorption <197A>,Identification B,Organic Impurities,Residual Solvents <467> (if required),Residue on Ignition <281>,USP Baclofen RS., USP Baclofen Related Compound A RS.,Water Determination <921> I,(blank) | Baclofen by USP36/S2 - pg 5951, 15 g | SAC 17025
11344 | Assay (requires Water),Color APHA, General Description ,Heavy Metals <231> II,Iron,Water (by Volumetric-KF, not validated),(blank) | 2-Aminoethanol by ACS10/S3 - pg 144, 50 mL | SAC 17025
11345 | Assay (requires Water),Color APHA,Residue after Evaporation ,Titratable Acid,Water I,(blank) | 2-Butanone by ACS10/S3 - pg 216, 550 mL | SAC 17025
11346 | Assay for Citric Acid/Citrate and Phosphate | <345> | SAC 17025
11347 | Assay for Steroids | <351> | SAC 17025
11348 | Assay of 1,8-Cineole in Essential Oils | 2.8.11 | SAC 17025
11349 | Assay,Ca, K, Na, Sr (by ICPMS, not validated),Carbonate (as BaCO3),Chloride,Heavy Metals 1,Insoluble in Dilute Hydrochloric Acid,Iron,Sulfide,(blank) | Barium Hydroxide Octahydrate by ACS10/S3 - pg 192, 70 g | SAC 17025
11350 | Assay,Chromatographic Purity,Interfering Dyes,Loss on Drying,(blank) | 2,6-Dichloroindophenol Sodium Salt by ACS10/S3 - pg 288, 3 g | SAC 17025
11351 | Assay,Color APHA,Residue after Evaporation,Titratable Acid,Ultraviolet Spectrophotometry,Water II,(blank) | 1,2-Dichloroethane by ACS10/S3 - pg 285, 1 L | SAC 17025
11352 | Assay,GENERAL DESCRIPTION,Residue After Ignition (Page 26),Suitability for Determination of Phosphate,(blank) | 4-(Methylamino)phenol Sulfate by ACS10/S3 - pg 439, 25 g | SAC 17025
11353 | Assay,General Description,Residue after Ignition,Sensitivity to Phosphate,Solubility in Sodium Carbonate,Sulfate,(blank) | 2-Amino-3-hydroxy-1-naphthalene Sulfonic Acid by ACS10/S3 - pg 145, 10 g | SAC 17025
11354 | Assay,Heavy Metals <231>,Identification A - Sulfate <191>,Identification B - Barium <191>,Limit of Acid-Soluble Substances ,Limit of Soluble Barium Salts ,Limit of Sulfide,pH <791>,Residual Solvents <467> (if required),(blank) | Barium Sulfate by USP36/S2 - pg 2600, 30 g | SAC 17025
11355 | ASTM Chemistry Tests - Various | (blank) | SAC 17025
11356 | Atomic Emission Spectrometry | 2.2.22 | SAC 17025
11357 | Attapulgite, Colloidal Activated by USP36/S2 - pg 2565, 130 g | Acid-soluble Matter,Adsorptive Capacity,Arsenic and Lead,Carbonate,Identification,Loss on Drying <731>,Loss on Ignition <733>,Microbial Enumeration Tests <61>,pH <791>,Powder Fineness <786>,Residual Solvents <467> (if required),Tests for Specified Microorganisms <62>,Volatile Matter,(blank) | SAC 17025
11358 | Avicel | See Cellulose, Microcrystalline,(blank) | SAC 17025
11359 | Avobenzone by USP36/S2 - pg 6563, 10 g | Assay (requires Loss on Drying),Chromatographic Purity <621>,Identification A <197A>,Identification B <197U>,Loss on Drying <731>,Residual Solvents <467> (if required),USP Avobenzone RS.,(blank) | SAC 17025
11360 | Azathioprine by USP36/S2 - pg 2569, 15 g | Acidity or Alkalinity,Assay (requires Loss on Drying),Identification A <197A>,Identification B,Limit of Mercaptopurine,Loss on Drying <731>,Residual Solvents <467> (if required),Residue on Ignition <281>,USP Azathioprine RS., USP Mercaptopurine RS.,(blank) | SAC 17025
11361 | Azelastine Hydrochloride by EP7/S8 - pg 1433, 10 g | Acidity or Alkalinity (requires Solution S),Appearance of Solution (2.2.1 & 2.2.2, II) (requires Solution S),Assay [requires Loss on drying (2.2.32)],CHARACTERS,EP Azelastine Hydrochloride CRS., EP Azelastine Impurity B CRS., EP Azelastine Impurity D CRS., EP Azelastine Impurity E CRS.,Identification A (2.2.24),Identification B - Chlorides (2.3.1, a) (requires Solution S),Loss on Drying (2.2.32),Related Substances (2.2.29),Solution S,(blank) | SAC 17025
11362 | Azide | (blank) | SAC 17025
11363 | Azithromycin by USP36/S2 - pg 2571, 25 g ***SEE ERRATA IN BOOK*** | Assay,Crystallinity <695>,Heavy Metals <231> II,Identification A - Infrared Absorption <197A>,Identification B,Loss on Drying - Thermal Analysis <891>,Organic Impurities - Procedure 1 and Procedure 2,pH <791>,Residual Solvents <467> (if required),Residue on Ignition <281>,Specific Rotation <781S> (requires Water),USP Azaerythromycin A RS., USP Azithromycin RS., USP Azithromycin Identity RS., USP Azithromycin-N-Oxide RS., USP N-Demethylazithromycin RS., USP Desosaminylazithromycin RS.,Water Determination <921> I,(blank) | SAC 17025
11364 | Barbiturate Assay | <361> | SAC 17025
11365 | Bentonite by NF31/S2 - pg 1894, 50 g | Arsenic <211> I,Fineness of Powder,Gel Formation,Identification A - X-Ray Diffraction <941>,Lead,Lead (by ICPMS, not validated),Loss on Drying <731>,Microbial Enumeration Tests <61> and Tests for Specified Microorganisms <62>,pH <791>,Residual Solvents <467> (if required),Swelling Power,(blank) | SAC 17025
11366 | Bentonite, Purified by NF31/S2 - pg 1895, 150 g | Acid Demand (requires Loss on Drying <731>),Arsenic <211> I,Assay - Aluminum Content and Magnesium Content,Identification A - X-Ray Diffraction <941>,Lead,Loss on Drying <731>,Microbial Enumeration Tests <61> and Test for Specified Microorganism <62>,pH <791>,Residual Solvents <467> (if required),Viscosity (requires Loss on Drying <731>),(blank) | SAC 17025
11367 | Benzalkonium Chloride by JP16/S1 - pg 428 | Assay <2.50>,Identification (1) Primary Aromatic Amines <1.09>,Identification (2),Identification (3) Ultraviolet-visible Spectrophotometry <2.24>,Identification (4),Purity (2) Petroleum Ether-Soluble Substances,Purity(1) Clarity and Color of Solution,Residue on Ignition <2.44>,Water <2.48>,(blank) | SAC 17025
11368 | Benzalkonium Chloride by NF31/S2 - pg 5902, 30 g | Acidity or Alkalinity,Assay - Ratio of Alkyl Components (requires Water Determination <921> I),Assay - Total Akylbenzyldimethylammonium Chlorides (requires Water Determination <921> I and Ratio of Alky Components),Identification A,Identification B,Identification C - Chloride <191>,Identification D,Limit of Amines and Amine Salts,Limit of Benzyl Alcohol, Benzaldehyde, and (Chloromethyl) Benzene,Residual Solvents <467> (if required),Residue on Ignition <281>,USP Benzalkonium Chloride RS., USP Benzyl Alcohol RS., USP Benzaldehyde RS.,Water Determination <921> I,Water-Insoluble Matter,(blank) | SAC 17025
11369 | Benzalkonium Chloride Solution by EP7/S8 - pg 3386, 75 mL | Acidity or Alkalinity (requires Solution S),Amines and Amine Salts,Appearance of Solution (2.2.1 & 2.2.2, II) [requires Solution S],Assay,Average Relative Molecular Mass and Ratio of Alkyl Components (2.2.29),CHARACTERS - Appearance,CHARACTERS - Solubility,EP Benzalkonium Chloride for System Suitability CRS., EP Benzyl Alcohol CRS., EP Benzaldehyde CRS.,Identification A (2.2.25),Identification B,Identification C (2.2.14),Identification D,Identification E - Chlorides (2.3.1, a),Impurities A, B and C (2.2.29),Solution S,Sulfated Ash (2.4.14),(blank) | SAC 17025
11370 | Benzalkonium Chloride Solution by NF31/S2 - pg 5904, quantity depends on concentration in solution | Density by ASTM D 1475,Acidity or Alkalinity,Alcohol Content (if added) <621> (requires Density),Assay - Ratio of Alkyl Components,Assay - Total Akylbenzyldimethylammonium Chlorides,Identification A,Identification B - Chloride <191>,Identification C,Identification D,Limit of Amines and Amine Salts,Limit of Benzyl Alcohol, Benzaldehyde, and (Chloromethyl) Benzene,Microbial Enumeration Tests <61> and Tests for Specified Microorganisms <62>,Residual Solvents <467> (if required),USP Alcohol Determination - Alcohol RS, USP Benzyl Alcohol RS, USP Benzaldehyde RS, USP Benzalkonium Chloride RS.,(blank) | SAC 17025
11371 | Benzethonium Chloride by USP36/S2 - pg 2613, 6 g | Assay (requires Loss on Drying <731>),Identification A,Identification B - Infrared Absorption <197A>,Limit of Ammonium Compounds,Loss on Drying <731>,Melting Range or Temperature <741>,Residual Solvents <467> (if required),Residue on Ignition <281>,USP Benzethonium Chloride RS.,(blank) | SAC 17025
11372 | Benzethonium Chloride Concentrate by USP36 | ADD MONOGRAPH TESTS WHEN NEEDED,(blank) | SAC 17025
11373 | Benzethonium Chloride Topical Solution by USP36 | ADD MONOGRAPH TESTS WHEN NEEDED,(blank) | SAC 17025
11374 | Benzocaine by USP36/S2 - pg 2616, 15 g | Assay,Chloride,Heavy Metals <231> II,Identification A <197A>,Identification B <197U>,Identification C,Loss on Drying <731>,Melting Range <741>,Ordinary Impurities <466>,Reaction,Readily Carbonizable Substances <271>,Residual Solvents <467> (if required),Residue on Ignition <281>,USP Benzocaine RS.,(blank) | SAC 17025
11375 | Benzoic Acid by USP36/S2 - pg 2622, 25 g | Assay (Requires Water <921> I),Congealing Temperature <651>,Heavy Metals <231>,Identification A,Readily Carbonizable Substances <271>,Readily Oxidizable Substances,Residual Solvents <467> (if required),Residue on Ignition <281>,Water Determination <921> I,(blank) | SAC 17025
11376 | Benzoyl Peroxide, Hydrous by EP7/S8 - pg 1468, 5 g | Acidity,Assay,CHARACTERS,Chlorides (2.4.4),Dibenzoyl Peroxide,Identification A (2.2.25),Identification B (2.2.24),Identification C,Identification D - Benzoates (2.3.1, c),Ph. Eur. Reference Spectrum of Hydrous Benzoyl Peroxide,Related Substances (2.2.29),Water (2.5.12) (requires Dibenzoyl Peroxide),(blank) | SAC 17025
11377 | Benzoyl Peroxide, Hydrous by USP36/S2 - pg 2626, 2 g | Assay,Identification A <201> (requires Assay),Identification B,Organic Impurities <621> (requires Assay),Residual Solvents <467> (if required),(blank) | SAC 17025
11378 | Benzyl Alcohol by EP8 - pg ?, 250 mL (*USP Harmonized) | Acidity*,Appearance of Solution (2.2.1 & 2.2.2, II),Assay*,CHARACTERS,EP Benzyl Alcohol CRS.,Identification (2.2.4),Peroxide Value (2.5.5)*,Refractive Index (2.2.6)*,Related Substances (2.2.28)*,Residue on Evaporation* [requires Peroxide Value (2.5.5)],(blank) | SAC 17025
11379 | Benzyl Alcohol by JP16/S1 - pgs 432 & 2369, 500 mL (EP & USP Harmonized*) | Assay <2.50>*,DESCRIPTION,Identification <2.25>,Purity (1) Clarity and Color of Solution,Purity (2) Acidity*,Purity (3) Benzaldehyde and Other Related Substances <2.02>*,Purity (4) Peroxide Value <2.50>*,Purity (5) Residue on Evaporation (requires Peroxide Value <2.50>)*,Refractive Index <2.45>*,(blank) | SAC 17025
11380 | Benzyl Alcohol by NF31/S2 - pg 1903, 500 mL | Acidity,Assay,Clarity of Solution,Color of Solution,Identification A - Infrared Absorption <197F> (requires USP Benzyl Alcohol RS.),Organic Impurities, Benzaldehyde, and Other Related Substances,Peroxide Value <401>,Refractive Index <831>,Residual Solvents <467> (if required),Residue on Evaporation (requires Peroxide Value <401>),USP Benzyl Alcohol RS.,(blank) | SAC 17025
11381 | Benzyl Alcohol, Chlorobutanol, Phenol, Methylparaben and Propylparaben,Antimicrobial Agents - Content: General GC Method | <341> | SAC 17025
11382 | Benzyl Benzoate by USP36/S2 - pg 2630, 150 g | Acidity,Assay,Congealing Temperature <651>,Identification A - Infrared Absorption <197F> (requires USP Benzyl Benzoate RS.),Limit of Aldehydes,Refractive Index <831>,Residual Solvents <467> (if required),Specific Gravity <841>,USP Benzyl Benzoate RS.,(blank) | SAC 17025
11383 | Betadex by NF31/S2 - pg 1905, 20 g | Assay (requires Water Determination <921> I),Color and Clarity of Solution,Heavy Metals <231> II,Identification A - Infrared Absorption <197A>,Identification B,Identification C (requires Water Determination <921> I),Identification D,Limit of Light-Absorbing Impurities (requires Water Determination <921> I),Limit of Reducing Sugars,Microbial Enumeration Tests <61> and Tests for Specified Microorganisms <62>,pH <791>,Related Compounds,Residual Solvents <467> (if required),Residue on Ignition <281>,Specific Rotation <781S> (requires Water Determination <921> I),USP Alpha Cyclodextrin RS., USP Beta Cyclodextrin RS., USP Gamma Cyclodextrin RS., USP Dextrose RS.,Water Determination <921> I,(blank) | SAC 17025
11384 | Betaine Hydrochloride by USP36/S2 - pg 2636, 25 g | Assay (Requires Water <921> I),Heavy Metals <231> I,Identification A <197A>,Identification B - Chloride <191>,pH <791>,Residual Solvents <467> (if required),Residue on Ignition <281>,USP Betaine Hydrochloride RS.,Water <921> I,(blank) | SAC 17025
11385 | Bethanechol Chloride by USP36/S2 - pg 6568, 10 g | Assay (requires Loss on Drying <731>),Heavy Metals <231> I ,Identification A - Infrared Absorption <197A>,Identification B,Identification C - Chloride <191>,Loss on Drying <731>,Organic Impurities,pH <791>,Residual Solvents <467> (if required),Residue on Ignition <281>,USP Bethanechol Chloride RS.,(blank) | SAC 17025
11386 | Biological Assays | 2.7 | SAC 17025
11387 | Biological Tests | 2.6 | SAC 17025
11388 | Biotin by EP7/S8 - pg 1492, 10 g | Appearance of Solution (2.2.1, 2.2.2 II) (requires Solution S),Assay [requires Loss on drying (2.2.32)],CHARACTERS,EP Biotin CRS.,Heavy Metals (2.4.8, C),Identification A (2.2.24),Identification B,Identification C,Loss on Drying (2.2.32),Related Substances (2.2.27),Solution S,Specific Optical Rotation (2.2.7) [requires Solution S & Loss on Drying (2.2.32)],Sulfated Ash (2.4.14),(blank) | SAC 17025
11389 | Biotin by FCC8/S3 - pg 127, 25 g | Assay,DESCRIPTION,Identification A - Infrared Absorption,Identification B,Lead,Lead (by ICPMS, not validated),Melting Range or Temperature Determination,Optical (Specific) Rotation,USP Biotin RS.,(blank) | SAC 17025
11390 | Biotin by USP36/S2 - pg 2664, 5 g | Assay,Identification A <197A>,Identification B - Optical Rotation <781S>,Identification C,Related Compounds,Residual Solvents <467> (if required),Specific Rotation <781S>,USP Biotin RS.,(blank) | SAC 17025
11391 | Bismuth Citrate by USP36/S2 - pg 2671, 25 g | Arsenic <211> I,Assay,Identification A <197A>,Identification B,Identification C,Limit of Copper, Lead, and Silver,Limit of Copper, Lead, and Silver (by ICPMS, not validated),Limit of Nitrate,Limit of Soluble Bismuth,Limit of Soluble Bismuth (by ICPMS, not validated),Residual Solvents <467> (if required),USP Bismuth Citrate RS.,(blank) | SAC 17025
11392 | Bismuth Subnitrate by USP36/S2 - pg 2673, 50 g | Arsenic <211> I,Assay (requires Loss on Drying <731>),Carbonate,Chloride <221>,Copper,Identification - Bismuth <191> & Nitrate <191>,Lead,Limit of Alkalies and Alkaline Earths,Limit of Ammonium Salts,Loss on Drying <731>,Residual Solvents <467> (if required),Silver,Sulfate <221>,(blank) | SAC 17025
11393 | Bismuth Subsalicylate by USP36/S2 - 2673, 75 g | Arsenic <211> I,Assay for Bismuth,Assay for Total Salicylates,Identification A <197A>,Identification B - Bismuth <191>,Limit of Copper, Lead, and Silver,Limit of Copper, Lead, and Silver (by ICPMS, not validated),Limit of Free Salicylic Acid,Limit of Nitrate,Limit of Soluble Bismuth,Limit of Soluble Bismuth (by ICPMS, not validated),Loss on Drying <731>,pH <791>,Residual Solvents <467> (if required),USP Bismuth Subsalicylate RS., USP Salicylic Acid RS.,(blank) | SAC 17025
11394 | Bisoprolol Fumarate by USP36/S2 - pg 2679, 20 g | Assay,Chromatographic Purity,Content of Fumaric Acid,Heavy Metals <231> I,Identification A <197A>,Identification B (requires Assay),Residual Solvents <467> (if required),Residue on Ignition <281>,Specific Rotation <781>,USP Bisoprolol Fumarate RS,Water <921> I,(blank) | SAC 17025
11395 | Bitterness Value | 2.8.15 | SAC 17025
11396 | Boiling Point | 2.2.12 | SAC 17025
11397 | Borate | (blank) | SAC 17025
11398 | Borax by EP7/S8 - pg 1503, 10 g | Ammonium (2.4.1) (requires Solution S),Appearance of Solution (2.2.1 & 2.2.2, II) (requires Solution S),Arsenic (2.4.2, A) (requires Solution S),Assay,Calcium (2.4.3) (requires Solution S),CHARACTERS,Heavy Metals (2.4.8, A) (requires Solution S),Identification A (requires Solution S),Identification B (requires Solution S),Identification C - Sodium (2.3.1) (requires Solution S),pH (2.2.3) (requires Solution S),Solution S,Sulfates (2.4.13) (requires Solution S),(blank) | SAC 17025
11399 | Boric Acid by EP7/S8 - pg 1504, 25 g | Appearance of Solution (2.2.1 & 2.2.2, II) (requires Solution S),Assay,CHARACTERS,Heavy Metals (2.4.8, A) (requires Solution S),Identification A,Identification B (2.2.4) (requires Solution S),Organic Matter,pH (2.2.3) (requires Solution S),Solubility in Ethanol (96 Per Cent) (2.2.1 & 2.2.2, II),Solution S,Sulfates (2.4.13) (requires Solution S),(blank) | SAC 17025
11400 | Boric Acid by NF31/S2 - pg 1910, 25 g | Assay (requires Loss on Drying <731>),Completeness of Solution,Heavy Metals <231> I,Identification A - Borate <191>,Loss on Drying <731>,Residual Solvents <467> (if required),Solubility in Alcohol,(blank) | SAC 17025
11401 | Botanical Extracts | <565> | SAC 17025
11402 | Bromate | (blank) | SAC 17025
11403 | Bromate by IC-MS/MS | (blank) | SAC 17025
11404 | Bromhexine Hydrochloride by BP2014 - pg 310, 6 g | Appearance of Solution (2.2.1 & 2.2.2, II),Assay [requires Loss on drying (2.2.32)],CHARACTERS - Appearance,CHARACTERS - Solubility,EP Bromhexine Hydrochloride CRS., EP Bromhexine Impurity C CRS.,Identification A - Infrared Absorption Spectrophotometry (2.2.24),Identification B - Thin-Layer Chromatography (2.2.27),Identification C,Identification D - Primary Aromatic Amines (2.3.1),Identification E - Chlorides (2.3.1, a),Loss on Drying (2.2.32),Related Substances - Liquid Chromatography (2.2.29),Sulfated Ash (2.4.14),(blank) | SAC 17025
11405 | Bromhexine Hydrochloride by EP7/S8 - pg 1508, 6 g | Appearance of Solution (2.2.1 & 2.2.2, II),Assay [requires Loss on drying (2.2.32)],CHARACTERS - Appearance,CHARACTERS - Solubility,EP Bromhexine Hydrochloride CRS., EP Bromhexine Impurity C CRS.,Identification A - Infrared Absorption Spectrophotometry (2.2.24),Identification B - Thin-Layer Chromatography (2.2.27),Identification C,Identification D - Primary Aromatic Amines (2.3.1),Identification E - Chlorides (2.3.1, a),Loss on Drying (2.2.32),Related Substances - Liquid Chromatography (2.2.29),Sulfated Ash (2.4.14),(blank) | SAC 17025
11406 | Brompheniramine Maleate by USP36/S2 - pg 2695, 25 g | Assay,Identification A <197A>,Identification B <197U>,Loss on Drying <731>,Melting Range <741>,pH <791>,Related Compounds,Residual Solvents <467> (if required),Residue on Ignition <281>,USP Brompheniramine Maleate RS.,(blank) | SAC 17025
11407 | Bromthymol Blue by ACS10/S3 - pg 214, 1 g | Clarity of Solution,Visual Transition Interval (requires Clarity of Solution),(blank) | SAC 17025
11408 | Bulk and Tapped Density | 2.9.34 | SAC 17025
11409 | Bupivacaine Hydrochloride and Epinephrine Injection by USP36/S2 - pg 2704, see monograph for amount required | Assay for Bupivacaine Hydrochloride,Assay for Epinephrine,Bacterial Endotoxins <85>,Color and Clarity,Identification A - <181>,Identification A - Retention Time in Assay,Identification B,Other Requirements <1>,pH <791>,Residual Solvents <467> (if required),Sample Preparation for Identification A <181>,USP Bupivacaine Hydrochloride RS., USP Epinephrine Bitartrate RS., USP Endotoxin RS.,(blank) | SAC 17025
11410 | Bupivacaine Hydrochloride Injection by USP36/S2 - pg 2703, see monograph for amount required | Assay,Bacterial Endotoxins <85>,Identification A <181>,Identification B,Other Requirements <1>,pH <791>,Residual Solvents <467> (if required),Sample Preparation for Identification A <181>,USP Bupivacaine Hydrochloride RS., USP Endotoxin RS.,(blank) | SAC 17025
11411 | Buprenorphine Hydrochloride by USP36/S2 - pg 2705, 5 g | Assay (requires Water),Chromatographic Purity,Identification A <197A>,Identification B,Identification C - Chloride <191>,pH <791>,Residual Solvents <467> (if required),Residue on Ignition <281>,Specific Rotation <781S> (requires Water),USP Buprenorphine Hydrochloride RS., USP Buprenorphine Related Compound A RS.,Water <921> I,(blank) | SAC 17025
11412 | Bupropion Hydrochloride by USP36/S2 - pg 2706, 5 g | Assay (requires Water Determination <921> I),Identification A - Infrared Absorption <197A>,Identification B,Identification C - Chloride <191>,Limit of m-Chlorobenzoic Acid <621> ,Organic Impurities ,Residual Solvents <467> (if required),USP Bupropion Hydrochloride RS., USP Bupropion Hydrochloride Related Compound A RS., USP Bupropion Hydrochloride Related Compound B RS.,Water Determination <921> I,(blank) | SAC 17025
11413 | Buspirone Hydrochloride by USP36/S2 - pg 2712, 15 g | Assay,Heavy Metals <231> II,Identification A - Infrared Absorption <197A>,Identification B,Identification C - Chloride <191>,Residual Solvents <467> (if required),Residue on Ignition <281>,USP Buspirone Hydrochloride RS.,Water Determination <921> I,(blank) | SAC 17025
11414 | Butabarbital by USP36/S2 - pg 2714, 5 g | Assay (requires Loss on Drying <731>),Chromatographic Purity,Identification <197A>,Loss on Drying <731>,Melting Range <741> Ia,Residual Solvents <467> (if required),Residue on Ignition <281>,USP Butabarbital RS.,(blank) | SAC 17025
11415 | Butalbital by USP36/S2 - pg 6574, 10 g | Assay (requires Loss on Drying <731>),Heavy Metals <231> II,Identification A - Infrared Absorption <197A>,Identification B,Loss on Drying <731>,Organic Impurities,Residual Solvents <467> (if required),Residue on Ignition <281>,Special Handling Fee - Regulated Drug Substance (Disposal),USP Butabarbital RS., USP Butalbital RS., USP Salicylic Acid RS.,(blank) | SAC 17025
11416 | Butorphanol Tartrate by USP36/S2 - pg 2725, 10 g | Assay (Requires Water <921> I),Chromatographic Purity - Method A,Chromatographic Purity - Method B,Heavy Metals <231> II,Identification A - Infrared Absorption <197A>,Identification B,Residual Solvents <467> (if required),Residue on Ignition <281>,Specific Rotation <781S> (requires Water <921> I),USP Butorphanol Tartrate RS.,Water <921> I,(blank) | SAC 17025
11417 | Butyl Alcohol by ACS10/S3 - pg 218, 300 mL | Assay and Butyl Ether (requires Water),Carbonyl Compounds (diff. pulse polarography),Color APHA,Residue after Evaporation ,Titratable Acid,Water I,(blank) | SAC 17025
11418 | Butyl Alcohol by NF31/S1 - pg 1911, 500 mL | Acidity,Aldehydes,Butyl Ether (Modified),Distilling Range <721> II,Limit of Nonvolatile Residue,Residual Solvents <467> (if required),Specific Gravity <841>,Water Determination <921> I,(blank) | SAC 17025
11419 | Butylated Hydroxyanisole by NF31/S2 - pg 1912, 40 g | Assay,Heavy Metals <231> II,Identification A,Identification B,Residual Solvents <467> (if required),Residue on Ignition <281>,USP 2-tert-Butyl-4-hydroxyanisole RS., USP 3-tert-Butyl-4-hydroxyanisole RS.,(blank) | SAC 17025
11420 | Butylated Hydroxytoluene by NF31/S2 - pg 1912, 110 g | Congealing Temperature <651>,Heavy Metals <231> II,Identification A - Infrared Absorption <197A>,Organic Impurities,Residual Solvents <467> (if required),Residue on Ignition <281>,USP Butylated Hydroxtoluene RS.,(blank) | SAC 17025
11421 | Butylhydroxyanisole by EP7/S8 - pg 1531, 10 g | Appearance of Solution (2.2.1 & 2.2.2, II) (requires Solution S),CHARACTERS,EP Butylhydroxanisole CRS.,Heavy Metals (2.4.8, C),Identification A,Identification B (requires Solution S),Identification C,Related Substances (2.2.27),Solution S,Sulfated Ash (2.4.14),(blank) | SAC 17025
11422 | Butylhydroxytoluene by EP7/S8 - pg 1531, 20 g | Appearance of Solution (2.2.1 & 2.2.2, II),CHARACTERS,EP Butylhydroxytoluene CRS.,Freezing-Point (2.2.18),Identification A,Identification B (2.2.25),Identification C (2.2.24),Identification D,Related Substances (2.2.27),Sulfated Ash (2.4.14),(blank) | SAC 17025
11423 | Cadmium Chloride, Anhydrous by ACS10/S3 - pg 220, 50 g | Ammonium,Assay,Ca, Cu, Pb, K, Na, & Zn (by ICPMS, not validated),Calcium, Copper, Lead, Potassium, Sodium, and Zinc,GENERAL DESCRIPTION,Insoluble Matter ,Iron 1,Nitrate and Nitrite 1,Sulfate 1 (requires Insoluble Matter),(blank) | SAC 17025
11424 | Cadmium Sulfate by ACS10/S3 - pg 225, 75 g | Assay ,Ca, Cu, Pb, K, Na, & Zn (by ICPMS, not validated),Calcium, Copper, Lead, Potassium, Sodium, and Zinc,Chloride,GENERAL DESCRIPTION,Insoluble Matter,Iron,Loss on Drying,Nitrate and Nitrite 1,(blank) | SAC 17025
11425 | Caffeine by USP36/S2 - pg 2731, 20 g | Assay (requires Water <921> III),Heavy Metals <231> II,Identification A - Infrared Absorption <197A>,Identification B (requires Water <921> III),Organic Impurities,Residual Solvents <467> (if required),Residue on Ignition <281>,USP Caffeine RS.,Water Determination <921> III,(blank) | SAC 17025
11426 | Calamine by USP36/S2 - pg 2734, 30 g | Acid-Insoluble Substances,Alkaline Substances,Arsenic <211> I,Assay,Calcium,Calcium or Magnesium,Identification A - Zinc <191>,Identification B,Lead,Loss on Ignition <733>,Microbial Enumeration Tests <61> and Tests for Specified Microorganisms <62>,Residual Solvents <467> (if required),(blank) | SAC 17025
11427 | Calcitonin Salmon by USP36/S2 - pg 2736 | Heavy Metals <231> II,(blank) | SAC 17025
11428 | Calcium | 2.4.3 | SAC 17025
11429 | Calcium Acetate by USP36/S2 - pg 5956, 500 g | Arsenic <211> I,Assay (Requires Water <921> I),Chloride <221>,Heavy Metals <231> I,Identification - Acetate <191>,Identification - Calcium <191>,Lead <251>,Limit of Aluminum,Limit of Barium,Limit of Fluoride,Limit of Magnesium,Limit of Nitrate,Limit of Potassium,Limit of Sodium,Limit of Strontium,Mg, K, Na, and Sr (by ICPMS, not validated),pH <791>,Readily Oxidizable Substances,Residual Solvents <467> (if required),Sulfate <221>,USP Sodium Fluoride RS,Water Determination <921> I,(blank) | SAC 17025
11430 | Calcium Acetate Tablets by USP36/S2 - pg 2745, (# of tablets required depends on label claim) ***SEE ERRATA IN BOOK*** | Assay,Dissolution <711>,Identification - Acetate <191>,Identification - Calcium <191>,Identification - Calcium and Acetate <191>,Limit of Aluminum,Residual Solvents <467> (if required),Uniformity of Dosage Units <905>,(blank) | SAC 17025
11431 | Calcium Ascorbate by USP36/S2 - pg 2746, 15 g | Arsenic <211> I,Assay,Heavy Metals <231> II,Identification A - Calcium <191>,Identification B,Identification C - Infrared Absorption <197A>,Limit of Fluoride,Loss on Drying <731>,pH <791>,Residual Solvents <467> (if required),Specific Rotation <781S> (requires Loss on Drying <731>),USP Calcium Ascorbate RS., USP Sodium Fluoride RS,(blank) | SAC 17025
11432 | Calcium Carbonate by ACS10/S3 - pg 229, 50 g | Ammonium,Assay,Ba, Mg, K, Na, Sr by SOP 17630, Rev 2 ,Barium,Barium by SOP 17630, Rev 2,Barium, Magnesium, Potassium, Sodium, and Strontium (by ICPMS),Chloride ,Fluoride,Heavy Metals ,Heavy Metals Screen by SOP 17630, Rev 2,Insoluble in Dilute Hydrochloric Acid,Iron by SOP 17630, Rev 2,Iron I,Sulfate,(blank) | SAC 17025
11433 | Calcium Carbonate by EP7/S8 - pg 1549, 100 g | Arsenic (2.4.2, A) (requires Solution S),Arsenic by SOP 17630, Rev 2,Assay [requires Loss on drying (2.2.32)],Barium (requires Solution S),Barium by SOP 17630, Rev 2,Barium, Magnesium, Potassium, Sodium, Strontium by SOP 17630, Rev 2,CHARACTERS,Chlorides (2.4.4) (requires Solution S),FUNCTIONALITY-RELATED CHARACTERISTICS,Heavy Metals (2.4.8, A) (requires Solution S),Heavy Metals Screen by SOP 17630, Rev 2,Identification A - Carbonates (2.3.1),Identification B - Calcium (2.3.1) (requires Solution S),Iron (2.4.9),Iron by SOP 17630, Rev 2,Loss on Drying (2.2.32),Magnesium and Alkali Metals,Partical-Size Distribution (2.9.38),Powder Flow (2.9.36),Solution S (2.1.2),Substances Insoluble in Acetic Acid (requires Solution S),Sulfates (2.4.13) (requires Solution S),Trace Metals by SOP 17630, Rev 2,(blank) | SAC 17025
11434 | Calcium Carbonate by FCC8/S3 - pg 164, 100 g | Acid-Insoluble Substances,Arsenic,Arsenic by SOP 17630, Rev 2,Assay,Barium, Magnesium, Potassium, Sodium, Strontium by SOP 17630, Rev 2,DESCRIPTION,Fluoride III,Identification A,Identification B - Calcium (requires Identification A),Lead,Lead by SOP 17630, Rev 2,Loss on Drying,Magnesium and Alkali Salts,(blank) | SAC 17025
11435 | Calcium Carbonate by USP36/S2 - pg 2747, 50 g ***SEE ERRATA*** | Acid-Insoluble Substances,Arsenic <211> I,Arsenic by SOP 17630, Rev 2,Assay,Barium,Barium by SOP 17630, Rev 2,Barium, Magnesium, Potassium, Sodium, Strontium by SOP 17630, Rev 2,Heavy Metals <231>,Heavy Metals Screen by SOP 17630, Rev 2,Identification A - Calcium <191>,Iron <241>,Iron by SOP 17630, Rev 2,Lead <251>,Lead by SOP 17630, Rev 2,Limit of Fluoride,Limit of Magnesium and Alkali Salts,Loss on Drying <731>,Mercury <261> IIa,Mercury by SOP 17630, Rev 2,Residual Solvents <467> (if required),Trace Metals by SOP 17630, Rev 2,USP Sodium Fluoride RS,(blank) | SAC 17025
11436 | Calcium Chloride by FCC8/S3 - pg 165, 50 g (+1 kg for Acid-Ins.) | Acid-Insoluble Matter (Anhydrous Salt),Arsenic,Assay,DESCRIPTION,Fluoride III,Identification - Calcium,Identification - Chloride,Lead,Magnesium and Alkali Salts,(blank) | SAC 17025
11437 | Calcium Chloride by USP36/S2 - pg 2755, 25 g | Aluminum (by ICPMS, not validated),Aluminum <206>,Assay,Heavy Metals <231>,Identification A - Calcium <191> ,Identification B - Chloride <191>,Iron, Aluminum, and Phosphate,Limit of Magnesium and Alkali Salts,pH <791>,Residual Solvents <467> (if required),(blank) | SAC 17025
11438 | Calcium Chloride Dihydrate by EP7/S8 - pg 1550, 50 g | Acidity or Alkalinity (requires Solution S),Aluminum (2.4.17),Aluminum (requires Solution S),Appearance of Solution (2.2.1 & 2.2.2, II) (requires Solution S),Assay (2.5.11),Barium (requires Solution S),CHARACTERS,Heavy Metals (2.4.8, A) (requires Solution S),Identification A - Chlorides (2.3.1, a) (requires Solution S),Identification B - Calcium (2.3.1, a & b),Identification C,Iron (2.4.9) (requires Solution S),Magnesium and Alkali Metals (requires Solution S),Solution S,Sulfates (2.4.13) (requires Solution S),(blank) | SAC 17025
11439 | Calcium Chloride Hydrate by JP16/S1 - pg 497, 25 g | Assay <2.50>,DESCRIPTION,Identification <1.09> - Calcium Salt & Chloride,pH <2.54>,Purity (1) Clarity and Color of Solution,Purity (2) Sulfate <1.14>,Purity (3) Hypochlorite,Purity (4) Heavy Metals <1.07> 1,Purity (5) Iron, Aluminum or Phosphate,Purity (6) Barium,Purity (7) Arsenic <1.11> 1,(blank) | SAC 17025
11440 | Calcium Chloride Solution by FCC8/S3 - pg 166, 500 mL | Alkalinity [as Ca(OH2)],Assay,DESCRIPTION,Fluoride III,Identification - Calcium,Identification - Chloride,Lead,Magnesium and Alkali Salts,(blank) | SAC 17025
11441 | Calcium Citrate by USP36/S2 - pg 2756, 50 g | Arsenic <211> I,Assay,Heavy Metals <231> I,Identification A,Identification B,Lead <251>,Limit of Acid-Insoluble Substances,Limit of Fluoride,Loss on Drying <731>,Residual Solvents <467> (if required),USP Sodium Fluoride RS.,(blank) | SAC 17025
11442 | Calcium Gluconate by USP36/S2 - pg 2758, 75 g ***SEE ERRATA IN BOOK*** | Arsenic <211> I,Assay (requires Loss on Drying <731>),Chloride <221>,Heavy Metals <231> II,Identification A - Calcium <191>,Identification B - Thin-Layer Chromatography,Limit of Iron,Limit of Iron (by ICPMS, not validated),Limit of Magnesium and Alkali Metals,Limit of Oxalate,Limit of Phosphate,Loss on Drying <731>,Reducing Substances,Residual Solvents <467> (if required),Sulfate <221>,USP Potassium Gluconate RS.,(blank) | SAC 17025
11443 | Calcium Hydrogen Phosphate, Anhydrous by EP7/S8 - pg 4905, 50 g | Acid-Insoluble Substances,Arsenic (2.4.2, A) (requires Solution S),Assay,Barium,Bulk and Tapped Density (2.9.34),Carbonates,CHARACTERS,Chlorides,Fluorides (2.2.36, II),FUNCTIONALITY-RELATED CHARACTERISTICS,Heavy Metals (2.4.8, A) (requires Solution S),Identification A,Identification B,Identification C,Iron (2.4.9) (requires Solution S),Loss on Ignition,Particle-Size Distribution (2.9.38),Powder Flow (2.9.36),Solution S,Sulfates,(blank) | SAC 17025
11444 | Calcium Hydroxide by USP36/S2 - pg 2762, 25 g | Assay,Carbonate,Heavy Metals <231>,Identification A,Identification B - Calcium <191>,Limit of Acid-Insoluble Substances,Limit of Magnesium and Alkali Salts,Residual Solvents <467> (if required),(blank) | SAC 17025
11445 | Calcium in Absorbed Vaccines | 2.5.14 | SAC 17025
11446 | Calcium Lactate by USP36/S2 - pg 2763, 20 g | Acidity,Assay (requires Loss on Drying <731>),Heavy Metals <231>,Identification A - Calcium <191>,Identification B - Infrared Absorption <197A>,Limit of Magnesium and Alkali Salts,Loss on Drying <731>,Residual Solvents <467> (if required),USP Calcium Lactate RS.,Volatile Fatty Acid,(blank) | SAC 17025
11447 | Calcium Levofolinate Pentahydrate by EP7/S8 - pg 1563, 10 g | Acetone and Ethanol (2.2.28),Appearance of Solution (2.2.1 & 2.2.25) (requires Solution S),Assay - Calcium (2.5.11),Assay - Calcium Folinate (2.2.29),Bacterial Endotoxins (2.6.14),CHARACTERS,Chlorides (2.2.20),EP Calcium Folinate CRS., EP Formylfolic Acid CRS.,Heavy Metals (2.4.8, F),Identification A (requires Acetone and Ethanol & Water),Identification B (2.2.24),Identification C (2.2.27),Identification D - Calcium (2.3.1, b),Impurity H (2.2.29),pH (2.2.3) (requires Solution S),Platinum (2.2.23, II),Related Substances (2.2.29),Solution S,Specific Optical Rotation (2.2.7) [requires Acetone and Ethanol & Water (2.5.12)],Water (2.5.12),(blank) | SAC 17025
11448 | Calcium Nitrate Tetrahydrate by ACS10/S3 - pg 241, 90 g | Assay,Barium,Chloride,Heavy Metals,Insoluble Matter,Iron,Magnesium, Potassium, Sodium, and Strontium,Mg, K, Na & Sr (by ICPMS, not validated),Nitrite,Nitrite (by IC, not validated),pH of a 5% Solution at 25.0 Degrees C,Sulfate,(blank) | SAC 17025
11449 | Calcium Oxide by FCC8/S3 - pg 180, 25 g | Acid-Insoluble Substances,Alkalies or Magnesium,Arsenic,Assay,DESCRIPTION,Fluoride ,Identification - Calcium,Lead,Loss on Ignition,(blank) | SAC 17025
11450 | Calcium Pantothenate by EP7/S8 - pg 1566, 25 g | 3-Aminopropionic Acid (2.2.27),Appearance of Solution (2.2.1 & 2.2.2, II) (requires Solution S),Assay [requires Loss on drying (2.2.32)],CHARACTERS,Chlorides (2.4.4) (requires Solution S),EP Calcium Pantothenate CRS.,Heavy Metals (2.4.8, A) (requires Solution S),Identification A [requires Loss on Drying (2.2.32)],Identification B,Identification C (requires Solution S),Identification D - Calcium (2.3.1, a),Loss on Drying (2.2.32),pH (2.2.3) (requires Solution S),Solution S,Specific Optical Rotation (2.2.7) [requires Loss in Drying (2.2.32)],(blank) | SAC 17025
11451 | Calcium Pantothenate by FCC8/S3 - pg 181, 50 g | Alkalinity,Alkaloids,Assay,Calcium Content,DESCRIPTION,Identification A - Calcium,Identification B - Infrared Absorption,Identification C,Lead,Lead (by ICPMS, not validated),Loss on Drying,Optical (Specific) Rotation,Organic Impurities,USP Calcium Pantothenate RS.,(blank) | SAC 17025
11452 | Calcium Pantothenate by USP36/S2 - pg 2766, 25 g | Alkalinity,Content of Calcium (requires Loss on Drying <731>),Heavy Metals <231>,Identification A - Infrared Absorption <197A>,Identification B - Calcium <191>,Loss on Drying <731>,Nitrogen Determination <461> I (requires Loss on Drying <731>),Ordinary Impurities <466>,Residual Solvents <467> (if required),Specific Rotation <781S> (requires Loss on Drying <731>),USP Beta Alanine RS., USP Calcium Pantothenate RS.,(blank) | SAC 17025
11453 | Calcium Phosphate Anhydrous, Dibasic by USP36/S2 - pg 2770, 100 g ***SEE ERRATA IN BOOK*** | Arsenic <211> I,Assay,Barium,Carbonate,Chloride <221>,Heavy Metals <231> I,Identification A,Identification B,Limit of Acid-Insoluble Substances,Limit of Fluoride ,Loss on Ignition <733>,Residual Solvents <467> (if required),Sulfate <221>,USP Sodium Fluoride RS.,(blank) | SAC 17025
11454 | Calcium Phosphate by EP7/S8 - pg 1568, 50 g | Acid-Insoluble Matter,Arsenic (2.4.2, A) (requires Solution S),Assay,Bulk and Tapped Density (2.9.34),CHARACTERS,Chlorides (2.4.4),Fluorides (2.2.36, II),FUNCTIONALITY-RELATED CHARACTERISTICS,Heavy Metals (2.4.8, A) (requires Solution S),Identification A - Phosphates (2.3.1, b),Identification B - Calcium (2.3.1, b),Identification C,Iron (2.4.9) (requires Solution S),Loss on Ignition,Particle-Size Distribution (2.9.38),Powder Flow (2.9.36),Solution S,Sulfates (2.4.13) (requires Solution S),(blank) | SAC 17025
11455 | Calcium Phosphate Dihydrate, Dibasic by USP36/S2 - pg 2768, 100 g ***SEE ERRATA IN BOOK*** | Arsenic <211> I,Assay,Barium,Carbonate,Chloride <221>,Heavy Metals <231> I,Identification A,Identification B,Limit of Acid-Insoluble Substances,Limit of Fluoride ,Loss on Ignition <733>,Residual Solvents <467> (if required),Sulfate <221>,USP Sodium Fluoride RS.,(blank) | SAC 17025
11456 | Calcium Phosphate, Dibasic, Anhydrous by JP16/S1 - pg 504 & 2375, 25 g (* Harmonized with USP/EP) | Assay <2.50>*,DESCRIPTION,Identification (1)*,Identification (2)*,Loss on Ignition <2.43>*,Purity (1) Acid-Insoluble Substances*,Purity (2) Chloride,Purity (3) Sulfate,Purity (4) Carbonate*,Purity (5) Heavy Metals <1.07>,Purity (6) Barium*,Purity (7) Arsenic <1.11>,(blank) | SAC 17025
11457 | Calcium Phosphate, Tribasic by NF31/S2 - pg 1913, 50 g | Acid-Insoluble Substances (requires Carbonate),Arsenic <211> I,Assay,Barium,Carbonate,Chloride <221>,Dibasic Salt and Calcium Oxide,Heavy Metals <231> I,Identification A,Identification B - Calcium <191>,Limit of Fluoride,Limit of Nitrate,Loss on Ignition <733>,Residual Solvents <467> (if required),Sulfate <221>,Water-Soluble Substances,(blank) | SAC 17025
11458 | Calcium Silicate by NF31/S2 - pg 1916, 30 g | Assay - Calcium Oxide,Assay - Silicon Dioxide,Heavy Metals <231>,Identification A - Calcium <191>,Identification B,Lead (by ICPMS, not validated),Limit of Fluoride,Limit of Lead,Loss on Ignition <733>,pH <791>,Ratio of Silicon Dioxide to Calcium Oxide,Residual Solvents <467> (if required),Sum of CaO, SiO2, and Loss on Ignition,USP Sodium Fluoride RS.,(blank) | SAC 17025
11459 | Calcium Stearate by NF31/S2 - pg 1918, 100 g | Assay,Heavy Metals <231> (modified),Identification A - Calcium <191>,Identification B - Congealing Temperature <651>,Loss on Drying <731>,Residual Solvents <467> (if required),(blank) | SAC 17025
11460 | Calcium Sulfate by FCC8/S3 - pg 196, 25 g | Assay (requires Loss on Drying),DESCRIPTION,Fluoride,Identification A,Identification B,Lead ,Lead (by ICPMS, not validated),Loss on Drying,Selenium II,(blank) | SAC 17025
11461 | Calcium Sulfate by NF31/S2 - pg 1919, 15 g ***SEE ERRATA*** | Assay (requires Loss on Drying <731>),Heavy Metals <231> I,Identification A - Calcium <191>,Identification B - Sulfate <191>,Iron <241>,Loss on Drying <731>,Residual Solvents <467> (if required),(blank) | SAC 17025
11462 | Calcium Sulfate Dihydrate by EP7/S8 - pg 1569, 20 g | Acidity or Alkalinity,Arsenic (2.4.2) (requires Solution S),Assay,Bulk and Tapped Density (2.9.34),CHARACTERS,Chlorides (2.4.4),FUNCTIONALITY-RELATED CHARACTERISTICS,Heavy Metals (2.4.8, A),Identification A ,Identification B - Sulfates (2.3.1, a) (requires Solution S),Identification C - Calcium (2.3.1, a) (requires Solution S),Iron (2.4.9),Loss on Ignition,Particle-Size Distribution (2.9.38),Powder Flow (2.9.36),Solution S,(blank) | SAC 17025
11463 | Camphor by USP36/S2 - pg 2774, 20 g | Appearance of Solution,Halogens,Limit of Nonvolatile Residue,Melting Range or Temperature <741>,Residual Solvents <467> (if required),Specific Rotation <781S>,(blank) | SAC 17025
11464 | Capillary Electrophoresis | <727> | SAC 17025
11465 | Capillary Electrophoresis | 2.2.47 | SAC 17025
11466 | Capillary Viscometer Method | 2.2.9 | SAC 17025
11467 | Caprylic Acid Sodium Salt by USP/EP | see Sodium Caprylate,(blank) | SAC 17025
11468 | Carbamazepine by USP36/S2 - pg 2787, 30 g | Acidity,Alkalinity,Assay (requires Loss on Drying <731>),Chloride <221>,Heavy Metals <231> II,Identification <197A>,Loss on Drying <731>,Related Compounds,Residual Solvents <467> (if required),Residue on Ignition <281>,USP Carbamazepine RS., USP Carbamezapine Related Compound A RS., USP Carbamezapine Related Compound B RS.,X-Ray Diffraction <941>,(blank) | SAC 17025
11469 | Carbinoxamine Maleate by USP36/S2 - pg 2795, 30 g | Assay,Identification A <197A>,Identification B <197U>,Loss on Drying <731>,Melting Range <741>,Ordinary Impurities <466>,pH <791>,Residual Solvents <467> (if required),Residue on Ignition <281>,USP Carbinoxamine Maleate RS.,(blank) | SAC 17025
11470 | Carbinoxamine Maleate Tablets by USP36/S2 - pg 2796, 100 Tablets | Assay,Dissolution <711>,Identification <501>,Residual Solvents <467> (if required),Uniformity of Dosage Units <905>,USP Carbinoxamine Maleate RS.,(blank) | SAC 17025
11471 | Carbomer 1342 by NF31/S2 - pg 1929, 25 g | Assay - Carboxylic Acid Content,Heavy Metals <231> II,Identification A,Identification B,Limit of Benzene,Loss on Drying <731>,Residual Solvents <467> (if required),Rotational Rheometer Methods <912> ,(blank) | SAC 17025
11472 | Carbomer 934P by NF31/S2 - pg 1925, 25 g | Assay - Carboxylic Acid Content,Heavy Metals <231> II,Identification A,Identification B,Limit of Benzene,Loss on Drying <731>,Residual Solvents <467> (if required),Rotational Rheometer Methods <912> ,(blank) | SAC 17025
11473 | Carbomer Copolymer by NF31/S2 - pg 1930, 35 g | Assay - Content of Carboxylic Acid,Heavy Metals <231> II,Identification A - Infrared Absorption <197A>,Identification B,Limit of Acrylic Acid,Limit of Benzene,Limit of Ethyl Acetate and Cyclohexane,Loss on Drying <731>,Residual Solvents <467> (if required),Rotational Rheometer Methods <912> ,(blank) | SAC 17025
11474 | Carbomer Homopolymer by NF31/S2 - pg 1933, 35 g | Assay - Content of Carboxylic Acid,Heavy Metals <231> II,Identification A - Infrared Absorption <197A>,Identification B,Identification C (requires Identification B),Identification D,Limit of Acrylic Acid,Limit of Benzene,Limit of Ethyl Acetate and Cyclohexane,Loss on Drying <731>,Residual Solvents <467> (if required),Residue on Ignition <281>,Rotational Rheometer Methods <912> ,(blank) | SAC 17025
11475 | Carbomers by EP7/S8 - pg 1581, 75 g | Apparent Viscosity (2.2.10),Assay [requires Loss on drying (2.2.32)],Benzene (2.4.24, System A),Carboxylic Acid Groups [requires Loss on Drying (2.2.32)],CHARACTERS,Free Acrylic Acid (2.2.29),FUNCTIONALITY-RELATED CHARACTERISTICS,Heavy Metals (2.4.8, C),Identification A (2.2.24),Identification B,Identification C,Identification D,Loss on Drying (2.2.32),Sulfated Ash (2.4.14),(blank) | SAC 17025
11476 | Carbon Black by ASTM | Iodine Adsorption Number by ASTM D1510-99,Oil Absorption Number by ASTM D2414-00a,(blank) | SAC 17025
11477 | Carbon Dioxide by FCC8/S3 - pg 212, need a previously unopened, gas cylinder (or tank) with liquid and perhaps client's regulator or valve | Assay,Carbonyl Sulfide,Hydrogen Sulfide,Identification A - Carbon Dioxide,Identification B,Nitric Oxide and Nitrogen Dioxide,Nonvolatile Hydrocarbons,Sulfur Dioxide,Volatile Hydrocarbons (as Methane),Water,(blank) | SAC 17025
11478 | Carbon Dioxide by USP36/S2 - pg 2797, check tests for volume | Assay,Carbon Monoxide,Fixed Gases by GC (not validated),Identification A,Limit of Ammonia,Limit of Hydrogen Sulfide,Limit of Nitric Oxide,Nitrogen Dioxide,Sulfur Dioxide,Water Determination,(blank) | SAC 17025
11479 | Carbon Dioxide in Medicinal Gases | 2.5.24 | SAC 17025
11480 | Carbon Monoxide in Medicinal Gases, Method A | 2.5.25 A | SAC 17025
11481 | Carbon Monoxide in Medicinal Gases, Method B | 2.5.25 B | SAC 17025
11482 | Carbonate | (blank) | SAC 17025
11483 | Carbopol by EP | See Carbomers,(blank) | SAC 17025
11484 | Carboxymethylcellulose Sodium 12 by NF31/S2 - pg 1940, 25 g | Assay - Degree of Substitution,Heavy Metals <231> II,Identification A (requires Identification Preparation),Identification B (requires Identification Preparation),Identification C - Sodium <191> (requires Identification Preparation),Identification Preparation,Limit of Sodium Chloride (requires Loss on Drying <731>),Limit of Sodium Glycolate (requires Loss on Drying <731>),Loss on Drying <731>,pH <791>,Residual Solvents <467> (if required),Rotational Rheometer Methods <912> ,(blank) | SAC 17025
11485 | Carboxymethylcellulose Sodium by USP36/S2 - pg 2807, 25 g | Assay (requires Loss on Drying),Heavy Metals <231> II,Identification A (requires Identification Preparation),Identification B (requires Identification Preparation),Identification C - Sodium <191> (requires Identification Preparation),Identification Preparation,Loss on Drying <731>,pH <791>,Residual Solvents <467> (if required),Rotational Rheometer Methods <912>,(blank) | SAC 17025
11486 | Carmellose Sodium by EP7/S8 - pg 1589, 25 g | Apparent Viscosity (2.2.10),Appearance of Solution (2.2.1 & 2.2.2, II) (requires Solution S),CHARACTERS,Chlorides (2.4.4) (requires Solution S),Heavy Metals (2.4.8, A),Identification A (requires Solution S),Identification B (requires Solution S),Identification C - Sodium (2.3.1, a & b),Loss on Drying (2.2.32),pH (2.2.3) (requires Solution S),Sodium Glycollate [requires Loss on Drying (2.2.32)],Solution S [requires Loss on Drying (2.2.32)],Sulfated Ash (2.4.14),(blank) | SAC 17025
11487 | Carnauba Wax by EP7/S8 - pg 1592, 20 g | Acid Value,Appearance of Solution (2.2.1 & 2.2.2, II),CHARACTERS,Identification (2.2.27),Melting Point (2.2.15),Saponification Value,Total Ash (2.4.16),(blank) | SAC 17025
11488 | Carnauba Wax by FCC8/S3 - pg 216, 30 g | Acid Value [Fats and Related Substances] I,DESCRIPTION,Ester Value (requires Acid Value and Saponification Value),Lead,Lead (by ICPMS, not validated),Melting Range or Temperature Determination,Residue on Ignition (Sulfated Ash),Saponification Value,Unsaponifiable Matter,(blank) | SAC 17025
11489 | Carnauba Wax by NF31/S2 - pg 2275, 35g | Acid Value,Heavy Metals <231> II,Melting Range or Temperature Class II <741>,Residual Solvents <467> (if required),Residue on Ignition <281>,Saponification Value <401>,(blank) | SAC 17025
11490 | Cascara Sagrada by USP36/S2 - pg 2827, 50 g | Botanic Characteristics,Content for Cascarosides,Content of Total Hydroxyanthracene Derivatives ,Foreign Organic Matter <561>,Identification A,Identification B,Identification C,Residual Solvents <467> (if required),Water Determination <921> III,(blank) | SAC 17025
11491 | Cassia Oil by FCC8/S3 - pg 236, 50 mL | Angular Rotation,Assay - Aldehydes,Chlorinated Compounds,DESCRIPTION,Identification - Infrared Spectra,Refractive Index,Rosin or Rosin Oils,Solubility in Alcohol,Specific Gravity,(blank) | SAC 17025
11492 | Castor Oil by USP36/S2 - pg 2832, 100 g | Distinction from Most Other Fixed Oils,Free Fatty Acids <401>,Heavy Metals <231> II,Hydroxyl Value <401>,Iodine Value <401>,Residual Solvents <467> (if required),Saponification Value <401>,Specific Gravity <841>,(blank) | SAC 17025
11493 | Castor Oil, XX Hydrogenated | See Polyoxyl XX Hydrogenated Castor Oil,(blank) | SAC 17025
11494 | Castor Oil, Hydrogenated by NF | See Castor Oil by USP,(blank) | SAC 17025
11495 | Castor Oil, Hydrogenated by NF31/S2 - pg 1947, 100 g | Acid Value (Free Fatty Acids) <401>,Heavy Metals <231> II,Hydroxyl Value <401>,Iodine Value <401>,Melting Range or Temperature <741> II,Residual Solvents <467> (if required),Saponification Value <401>,(blank) | SAC 17025
11496 | Castor Oil, Virgin by EP7/S8 - pg 4908, 50 g | Acid Value (2.5.1),CHARACTERS,Composition of Fatty Acids (2.4.22) (requires EP Methyl Stearate CRS.),EP Methyl Ricinoleate CRS., EP Methyl Stearate CRS.,Hydroxyl Value (2.5.3, A),Identification A (2.2.1),Identification B - Specific Absorbance (2.2.25),Identification C - Composition of Fatty Acids (2.4.22) (requires EP Methyl Stearate CRS.),Optical Rotation (2.2.7),Peroxide Value (2.5.5),Specific Absorbance (2.2.25),Unsaponifiable Matter (2.5.7),Water (2.5.32),(blank) | SAC 17025
11497 | Cefazolin Injection by USP36/S2 - pg 2846, multiple containers, see tests | Assay,Bacterial Endotoxins <85>,Identification,Particulate Matter <788>,pH <791>,Residual Solvents <467> (if required),USP Cefazolin RS., USP Endotoxin RS.,(blank) | SAC 17025
11498 | Ceftazidime by USP36/S2 - pg 2886, 2 g | Assay (requires Loss on Drying),Crystallinity <695>,Identification,Loss on Drying <731>,Other Requirements,pH <791>,Residual Solvents <467> (if required),USP Ceftazidime, Delta-3-Isomer RS, Ceftazidime Pentahydrate RS. USP Endotoxin RS.,(blank) | SAC 17025
11499 | Ceftazidime for Injection by USP36/S2 - pg 2887, depends on concentration | Assay (requires Loss on Drying, Sodium Carbonate, and/or Content of Arginine),Bacterial Endotoxins <85>,Content of Arginine (where present),Identification A,Identification B,Labeling <1>,Limit of Pyridine,Loss on Drying <731>,Other Requirements,Particulate Matter <788>,pH <791>,Residual Solvents <467> (if required),Sodium Carbonate (where present),USP L-Arginine RS., USP Ceftazidime Delta-3-Isomer RS., USP Ceftazidime Pentahydrate RS., USP Endotoxin RS.,(blank) | SAC 17025
11500 | Celite by NF | See Siliceous Earth,(blank) | SAC 17025
11501 | Cellacefate by NF31/S2 - pg 1948, 50 g | Assay - Content of Acetyl (requires Water Determination <921> I),Assay - Phthalyl Content (requires Water Determination <921> I),Heavy Metals <231> II,Identification A - Infrared Absorption <197A>,Limit of Free Acid,Residual Solvents <467> (if required),Residue on Ignition <281>,USP Cellacefate RS.,Viscosity - Capillary Viscometer Methods <911>,Water Determination <921> I,(blank) | SAC 17025
11502 | Cellulose Acetate by NF31/S2 - pg 1953, 30 g | Assay - Content of Acetyl <541> (requires Loss on Drying <731>),Heavy Metals <231> II,Identification - Infrared Absorption,Limit of Free Acid,Loss on Drying <731>,Residual Solvents <467> (if required),Residue on Ignition <281>,USP Cellulose Acetate RS.,(blank) | SAC 17025
11503 | Cellulose Acetate Phthalate by NF | See Cellacefate,(blank) | SAC 17025
11504 | Cellulose, Microcrystalline and Carboxymethylcellulose Sodium by NF31/S2 - pg 1950, 250 g | Assay - Carboxymethylcellulose Sodium (requires Loss on Drying <731>),Heavy Metals <231> II,Identification A,Identification B (requires Identification A),Identification C (requires Identification A),Loss on Drying <731>,pH <791>,Residual Solvents <467> (if required),Residue on Ignition <281>,Rotational Rheometer Methods <912>,(blank) | SAC 17025
11505 | Cellulose, Microcrystalline by EP7/S8 - pg 1634, 150 g | CHARACTERS,Conductivity (2.2.38),Ether-Soluble Substances,FUNCTIONALITY-RELATED CHARACTERISTICS,Heavy Metals (2.4.8, C),Identification A,Identification B (2.2.9),Loss on Drying (2.2.32),Microbial Contamination (2.6.12 & 2.6.13),Particle-Size Distribution (2.9.38),pH (2.2.3),Powder Flow (2.9.36),Solubility,Sulfated Ash (2.4.14),Water-Soluble Substances,(blank) | SAC 17025
11506 | Cellulose, Microcrystalline by NF31/S2 - pg 1949, 200 g | Bulk Density ,Conductivity,Ether-Soluble Substances,Heavy Metals <231> II,Identification A,Identification B (requires Loss on Drying <731>),Loss on Drying <731>,Microbial Enumeration Tests <61> and Tests for Specified Microorganisms <62>,Particle Size Distribution Estimation by Analytical Sieving <786>,pH <791>,Residual Solvents <467> (if required),Residue on Ignition <281>,Water-Soluble Substances,(blank) | SAC 17025
11507 | Cellulose, Powdered by NF31/S2 - pg 1953, 150 g | Ether-Soluble Substances,Heavy Metals <231> II,Identification A,Identification B (requires Loss on Drying <731>),Loss on Drying <731>,Microbial Enumeration Tests <61> and Tests for Specified Microorganisms <62>,pH <791>,Residual Solvents <467> (if required),Residue on Ignition <281> (requires Loss on Drying <731>),Water-Soluble Substances,(blank) | SAC 17025
11508 | Ceteth 20 by NF | See Polyoxyl 20 Cetostearyl Ether by NF,(blank) | SAC 17025
11509 | Cetyl Alcohol by NF31/S2 - pg 1956, 10 g ***SEEE ERRATA*** | Acid Value <401>,Assay,Hydroxyl Value <401>,Identification A,Iodine Value <401>,Residual Solvents <467> (if required),USP Cetyl Alcohol RS., Stearyl Alcohol RS.,(blank) | SAC 17025
11510 | Cetylpyridinium Chloride by USP36/S2 - pg 2921, 25 g | Acidity,Assay (requires Water),Heavy Metals <231> II,Identification A <197A>,Identification B <197U>,Identification C - Chloride <191>,Melting Range or Temperature <741> I,Pyridine,Residual Solvents <467> (if required),Residue on Ignition <281>,USP Cetylpyridinium Chloride RS.,Water Determination <921> I,(blank) | SAC 17025
11511 | Charcoal, Activated by EP7/S8 - pg 1649, 50 g | Acidity or Alkalinity,Acid-Soluble Substances,Adsorption Power,Alkali-Soluble Coloured Substances,CHARACTERS,Copper, Lead, and Zinc (by ICPMS not validated) (requires Solution S),Ethanol (96 Per Cent) Soluble Substances,Fluorescent Substances (modified, not validated),Identification A,Identification B,Loss on Drying (2.2.32),Microbial Contamination (2.6.12),Solution S,Sulfated Ash (2.4.14),Sulphides,(blank) | SAC 17025
11512 | Charcoal, Activated by USP36/S2 - pg 2923, 50g | Acid-Soluble Substances,Adsorptive Power,Chloride <221> ,Cyanogen Compounds,Heavy Metals <231>,Loss on Drying <731>,Microbial Enumeration Tests <61> and Absence of Specified Microorganisms <62>,Reaction,Residual Solvents <467> (if required),Residue on Ignition <281>,Sulfate <221> ,Sulfide,Uncarbonized Constituents,(blank) | SAC 17025
11513 | Chemical Analysis of White Titanium Pigments,(blank) | ASTM D1394-76 | SAC 17025
11514 | Chemical Method, Chromatographic Method,Vitamin A Assay | <571> | SAC 17025
11515 | Chemical Method, Chromatographic Method,Vitamin D Assay | <581> | SAC 17025
11516 | Chemical/Analytical by In-house Methods | 1,2-Dibromo-3-chloropropane,1,4-Dioxane,1-Methylnaphthalene,2,4,5-Trichlorophenol,2,4,6-Trichlorophenol,2,4'-DDD,2,4'-DDE,2,4'-DDT,2,4-Dichlorophenol,2,4-Dimethylphenol,2,4-Dinitrophenol,2-Chlorophenol,2-Methylnaphthalene,2-Methylphenol,2-Nitrophenol,3/4-Methylphenol,4,4'-DDD,4,4'-DDE,4,4'-DDT,4,6-Dinitro-o-cresol,4-Chloro-3-methylphenol,4-Nitrophenol,Acenaphthene,Acenaphthylene,Acetaldehyde,Acetone,Acetonitrile,Acrolein,Alachlor,Aldrin,alpha-BHC,alpha-Chlordane,alpha-Cypermethrin,Anthracene,Atrazine,Benzaldehyde,Benzene,Benzo(a)anthracene,Benzo(a)pyrene,Benzo(b & k)fluoranthenes,Benzo(b)fluoranthenes,Benzo(g,h,i)perylene,Benzo(k)fluoranthenes,beta-BHC,Butyraldehyde,Carbaryl,Carbofuran,Chlorbenzilate,Chloroform,Chloroneb,Chlorpyrifos,Chlorthal,Chlorthalonil,Chrysene,cis-Permethrin,Coumaphos,Cyanazine,delta-BHC,Deltamethrin,Demeton-O,Demeton-S,Diazinon,Dibenzo(a,h)anthracene,Dibrom (Naled),Dichlorvos,Dieldrin,Dimethoate,Disulfoton,Endosulfan I,Endosulfan II,Endosulfan Sulfate,Endrin,Endrin Aldehyde,Endrin Ketone,EPN,Ethanol,Ethoprop,Ethyl acetate,Ethyl ether,Etridiazole,Fenchlorphos (Ronnel),Fensulfothion,Fenthion,Fluoranthene,Fluorene,Formaldehyde,Freon-113,Furfural,gamma-BHC (Lindane),gamma-Chlordane,Glutaraldehyde,Glyoxal,Guthion,Heptachlor,Heptachlor Epoxide,Heptane,Hexachlorobenzene,Hexachlorocyclopentadiene,Hexane,Indeno(1,2,3-cd)pyrene,iso-Amyl Alcohol,iso-Butanol,Isobutyraldehyde,Isopropanol,Isopropyl acetate,Malathion,Metaldehyde (Metacetaldehyde),Methanol,Methiocarb,Methoprene,Methoxychlor,Methyl Ethyl Ketone,Methyl isobutyl ketone,Methyl Parathion,Methyl tert-butyl ether,Methylene chloride,Metolachlor,Metribuzin,Monocrotophos,n-Amyl Alcohol,Naphthalene,n-Butanol,n-Propanol,Paraformaldehyde - a polymer that breaks down into formaldehyde, can not test for paraformaldehyde.,Parathion,Pentachloronitrobenzene,Pentachlorophenol,Phenanthrene,Phenol,Phorate,Phosdrin (Mevinphos),Piperonyl butoxide,Pirimiphos Ethyl,Pirimiphos Methyl,Propachlor,Propanil,Propionaldehyde,Propoxur (Baygon),Prothiofos,Pyrene,Pyridine,sec-Butanol,Simazine,Sulfotepp,Sulprofos,ter-Butanol,Tetrachlorvinphos,Tetraethyl pyrophosphate (TEPP),Tetrahydrofuran,Toluene,trans-Permethrin,Trichloroethylene,Trichloronate,Trifluralin,(blank) | SAC 17025
11517 | Chitosan by NF31/S2 - pg 1959, 25 g | Apparent Average Molecular Weight and Molecular Weight Distribution <621>,Assay - Degree of Deacetylation <761>,Bacterial Endotoxins Test <85>,Heavy Metals <231> III,Identification A - Infrared Absorption <197A>,Identification B,Limit of Iron <730> (requires Sample Preparation for <730>),Limit of Lead, Mercury, Chromium, Nickel, Cadmium, and Arsenic <730> (requires Sample Preparation for <730>),Limit of Protein Content <1056>,Loss on Drying (2.2.32),Microbial Enumeration Tests <61> and Tests for Specified Microorganisms <62>,Residual Solvents <467> (if required),Residue on Ignition <281>,Sample Preparation for <730>,USP Chitosan RS., USP Endotoxin RS,(blank) | SAC 17025
11518 | Chitosan Hydrochloride by EP7/S8 - pg 1651, 25 g | Degree of Deacteylation per ASTM F2260 - requires 0.1 g,Appearance of Solution (2.2.1 & 2.2.2, II) (requires Solution S),CHARACTERS,Chlorides,Degree of Deacetylation (2.2.25),EP Chitosan Hydrochloride CRS.,Heavy Metals (2.4.8, F),Identification A (2.2.24),Identification B - Chlorides (2.3.1, a),Identification C (requires Solution S),Identification D (requires Solution S),Loss on Drying (2.2.32),Matter Insoluble in Water (2.1.2),pH (2.2.3) (requires Solution S),Solution S,Sulfated Ash (2.4.14),Viscosity (2.2.10) (requires Solution S),(blank) | SAC 17025
11519 | Chlorambucil by USP36/S2 - pg 2924, 1 g | Assay (requires Water),Identification A <197S>,Identification B,Melting Range <741>,Residual Solvents <467> (if required),USP Chlorambucil RS.,Water <921> I,(blank) | SAC 17025
11520 | Chloramphenicol by USP36/S2 - pg 2925, 5 g | Assay,Bacterial Endotoxins <85>,Chromatographic Purity,Crystallinity <695>,Identification A <197A>,Identification B,Melting Range <741>,pH <791>,Residual Solvents <467> (if required),Specific Rotation <781S>,USP Chloramphenicol RS., USP Endotoxin RS.,(blank) | SAC 17025
11521 | Chloramphenicol Tablets by USP36/S2 - pg 2929, 50 tablets | Assay,Disintegration <701>,Identification ,Residual Solvents <467> (if required),Uniformity of Dosage Units <905>,USP Chloramphenicol RS.,(blank) | SAC 17025
11522 | Chlorhexidine Diacetate by EP7/S8 - pg 1659, 15 g | Assay (2.2.20),Chloroaniline,EP Chlorhexidine Diacetate CRS., EP Chlorhexidine for Performance Test CRS.,Identification A (2.2.24),Identification B,Identification C (2.2.14),Identification D - Acetates (2.3.1, a),Loss on Drying (2.2.32),Related Substances (2.2.29),Sulfated Ash (2.4.14),(blank) | SAC 17025
11523 | Chlorhexidine Gluconate Solution by USP36/S2 - pg 2944, 100 mL | Assay,Identification A - Infrared Absorption <197A>,Identification B - TLC <201>,Organic Impurities: Procedure 1,Organic Impurities: Procedure 2 Limit of p-Chloroaniline,pH <791>,Residual Solvents <467> (if required),Specific Gravity <841>,USP Chlorhexidine RS., USP Chlorhexidine Acetate RS., USP Chlorhexidine Related Compounds RS., USP p-Chloroaniline RS, USP Potassium Gluconate RS.,(blank) | SAC 17025
11524 | Chloride Ion in Water - Method C, ISE,(blank) | D512-89 | SAC 17025
11525 | Chloride,Sulfate | <221> | SAC 17025
11526 | Chlorides | 2.4.4 | SAC 17025
11527 | Chlorobutanol by NF31/S2 - pg 1963, 10 g | Assay (requires Water Determination <921>),Chloride,Identification A - Infrared Absorption <197A>,Identification B,Reaction,Residual Solvents <467> (if required),USP Chlorobutanol RS.,Water Determination <921> I,(blank) | SAC 17025
11528 | Chlorobutanol Hemihydrate by EP7/S8 - pg 1663, 50 g | Acidity (requires Solution S),Appearance of Solution (2.2.1 & 2.2.2, II) (requires Solution S),Assay (requires Water),CHARACTERS,Chlorides (2.4.4) (requires Solution S),Identification A,Identification B,Identification C,Identification D,Solution S,Sulfated Ash (2.4.14),Water (2.5.12),(blank) | SAC 17025
11529 | Chloroform by ACS10/S3 - pg 252, 500 mL | Acetone and Aldehyde,Acid and Chloride,Assay (may need info on additives),Color APHA,Extraction-Concentration Suitability (requires UV),Free Chlorine,Lead,Liquid Chromatography Suitability (requires UV),Residue after Evaporation ,Substances Darkened by Sulfuric Acid,Ultraviolet Spectrophotometry,(blank) | SAC 17025
11530 | Chloroform by BP2014 - pg 510, 500 mL | Acidity or Alkalinity,Aldehyde,CHARACTERISTICS,Chloride,Distillation Range,Ethanol (not validated - see note),Foreign Chlorine Compounds,Free Chlorine,Identification (requires Sample Preparation),Non-Volatile Matter,Related Substances (not validated - see note),Sample Preparation for Identification Test,Weight per mL,(blank) | SAC 17025
11531 | Chlorophyllin Copper Complex Sodium by USP36/S2 - pg 2948, 20 g | Arsenic <211> II,Content of Chelated Copper,Content of Sodium,Content of Total Copper,Identification A <851>,Iron <241>,Lead <251>,Limit of Ionic Copper (requires Loss on Drying),Loss on Drying <731>,Microbial Enumeration Tests <61> and Absence of Specified Microorganisms <62>,Nitrogen Determination <461> I,pH <791>,Residual Solvents <467> (if required),Residue on Ignition <281> (requires Loss on Drying),Test for Fluorescence,(blank) | SAC 17025
11532 | Chloroxylenol by USP36/S2 - pg 2956, 40 g | Assay,Identification <197A>,Iron <241>,Melting Range <741>,Related Compounds,Residual Solvents <467> (if required),Residue on Ignition <281>,USP Chloroxylenol RS., USP Chloroxylenol Related Compound A RS.,Water <921> I,(blank) | SAC 17025
11533 | Chlorphenamine Maleate by BP2013 - pg 500, 12 g | Appearance of Solution (2.2.1 & 2.2.2, II) (requires Solution S),Assay (2.2.20) [requires Loss on Drying (2.2.32)],CHARACTERS - Appearance,CHARACTERS - Solubility,EP Chlorphenamine Maleate CRS., EP Chorphenamine Impurity A CRS., EP Chlorphenamine Impurity C CRS.,Heavy Metals (2.4.8, C),Identification A - Melting Point (2.2.14),Identification B - Infrared Absorption Spectrophotometry (2.2.24),Identification C - Optical Rotation (2.2.7) (requires Solution S),Loss on Drying (2.2.32),Optical Rotation (2.2.7) (requires Solution S),Related Substances - Liquid Chromatography (2.2.29),Solution S,Sulfated Ash (2.4.14),(blank) | SAC 17025
11534 | Chlorphenamine Maleate by EP7/S8 - pg 1667, 12 g | Appearance of Solution (2.2.1 & 2.2.2, II) (requires Solution S),Assay (2.2.20) [requires Loss on Drying (2.2.32)],CHARACTERS - Appearance,CHARACTERS - Solubility,EP Chlorphenamine Maleate CRS., EP Chorphenamine Impurity A CRS., EP Chlorphenamine Impurity C CRS.,Heavy Metals (2.4.8, C),Identification A - Melting Point (2.2.14),Identification B - Infrared Absorption Spectrophotometry (2.2.24),Identification C - Optical Rotation (2.2.7) (requires Solution S),Loss on Drying (2.2.32),Optical Rotation (2.2.7) (requires Solution S),Related Substances - Liquid Chromatography (2.2.29),Solution S,Sulfated Ash (2.4.14),(blank) | SAC 17025
11535 | Chlorpheniramine Maleate by USP36/S2 - pg 2957, 25 g | Assay (requires Loss on Drying),Identification <197A>,Loss on Drying <731>,Melting Range <741>,Related Compounds,Residual Solvents <467> (if required),Residue on Ignition <281>,USP Chlorpheniramine Maleate RS.,(blank) | SAC 17025
11536 | Chlorpromazine Hydrochloride by USP36/S2 - pg 2965, 7 g | Assay (requires Loss on Drying),Identification A <197A>,Identification B,Identification C - Chloride <191>,Loss on Drying <731>,Melting Range <741>,Other Alkylated Phenothiazines,Residual Solvents <467> (if required),Residue on Ignition <281>,USP Chlorpromazine Hydrochloride RS.,(blank) | SAC 17025
11537 | Cholecalciferol by USP36/S2 - pg 2974, 1 g | Assay,Identification A - Infrared Absorption <197A>,Identification B - Ultraviolet Absorption <197U>,Identification C,Identification D,Residual Solvents <467> (if required),Specific Rotation <781S>,USP Cholecalciferol RS., USP Vitamin D Assay System Suitability RS.,(blank) | SAC 17025
11538 | Cholecalciferol Solution by USP36/S2 - pg 2975, Sample amount depends on label claim | Assay (requires Precholecalciferol Response Factor Solution Preparation),Precholecalciferol Response Factor Solution Preparation,Residual Solvents <467> (if required),USP Cholecalciferol RS.,(blank) | SAC 17025
11539 | Cholesterol by EP7/S8 - pg 1680, 8 g | Acidity,Assay,Identification A - Melting Point (2.2.14),Identification B (2.2.27),Identification C,Loss on Drying (2.2.32),Solubility in Ethanol (96 percent),Sulfated Ash (2.4.14),(blank) | SAC 17025
11540 | Cholesterol by NF31/S2 - pg 1965, 10 g | Acidity,Identification A,Identification B,Loss on Drying <731>,Melting Range or Temperature <741>,Residual Solvents <467> (if required),Residue on Ignition <281>,Solubility in Alcohol,Specific Rotation <781S>,(blank) | SAC 17025
11541 | Choline Bitartrate by FCC8/S3 - pg 248, 100 g | 1,4-Dioxane,1,4-Dioxane (by GC-MS, not validated),Assay (requires Water),DESCRIPTION,Identification A - Infrared Absorption,Identification B,Identification C,Lead,Lead (by ICPMS, not validated),Optical (Specific) Rotation,Residue on Ignition (Sulfated Ash),USP Choline Bitartrate RS.,Water,(blank) | SAC 17025
11542 | Choline Chloride by FCC8/S3 - pg 248, 50 g | 1,4-Dioxane,1,4-Dioxane (by GC-MS, not validated),Assay (requires Water),DESCRIPTION,Identification A - Chloride,Identification B - Infrared Absorption,Identification C,Identification D,Lead,Lead (by ICPMS, not validated),Residue on Ignition (Sulfated Ash),USP Choline Chloride RS.,Water,(blank) | SAC 17025
11543 | Chondroitin Sulfate Sodium by USP36/S2 - Dietary Supplements - pg 1400, 25 g | Chloride <221>,Clarity and Color of Solution,Content of Chondroitin Sulfate Sodium,Electrophoretic Purity <726>,Heavy Metals <231> II,Identification A - Infrared Absorption <197A>,Identification B - Sodium <191>,Limit of Protein,Loss on Drying <731>,Microbial Enumeration <2021>,Microbial Procedures for Absence of Specified Microorganisms <2022>,pH <791>,Residual Solvents <467> (if required),Residue on Ignition <281>,Specific Rotation <781S>,Sulfate <221>,USP Chondroitin Sulfate Sodium RS.,(blank) | SAC 17025
11544 | Chromatographic Separation Techniques | 2.2.46 | SAC 17025
11545 | Chromatropic Acid by ACS10/S3 | use Chromatropic Acid, Disodium Salt by ACS10/S3,(blank) | SAC 17025
11546 | Chromatropic Acid, Disodium Salt by ACS10/S3 - pg 260, 11 g | Clarity of Solution,Sample Solution A,Sensitivity to Formaldehyde (requires Sample Solution A),Sensitivity to Nitrate (requires Sample Solution A),(blank) | SAC 17025
11547 | Chromium Picolinate by USP36/S2 - Dietary Supplements - pg 1403, 10 g | Assay (requires Loss on Drying <731>),Chloride <221>,Chromium (by ICPMS, not validated),Identification A - Infrared Absorption <197A>,Identification B,Loss on Drying <731>,Residual Solvents <467> (if required),Sulfate <221>,USP Chromium Picolinate RS.,(blank) | SAC 17025
11548 | Ciclopirox by USP36/S2 - pg 2981, 10 g | Assay (requires Loss on Drying <731>),Heavy Metals <231> II,Identification <197A>,Loss on Drying <731>,Related Compounds,Residual Solvents <467> (if required),Residue on Ignition <281>,USP Ciclopirox RS., USP Ciclopirox Related Compound A RS., USP Ciclopirox Related Compound B RS.,(blank) | SAC 17025
11549 | Cilostazol by USP36/S2 - pg 2986, 11 g | Assay,Chloride <221>,Heavy Metals <231> II,Identification A <197A>,Identification B (requires Assay),Loss on Drying <731>,Related Compounds,Residual Solvents <467> (if required),Residue on Ignition <281>,USP Cilostazol RS, USP Cilostazol Related Compound A RS, USP Cilostazol Related Compound B RS, USP Cilostazol Related Compound C RS,(blank) | SAC 17025
11550 | Cimetidine by USP36/S2 - pg 2988, 10 g | Assay,Chromatographic Purtiy,Heavy Metals <231> II,Identification A <197K>,Identification B,Loss on Drying <731>,Melting Range <741>,Residue on Ignition <281>,USP Cimetidine RS,(blank) | SAC 17025
11551 | Cinnamic Acid by FCC8/S3 - pg 1674, 10 g | Assay,DESCRIPTION (Odor, Solubility, Boiling Point, & Solubility in Alcohol),Identification - Infrared Absorption,Melting Range or Temperature Determination,Residue on Ignition (Sulfated Ash),USP Cinnamic Acid RS.,(blank) | SAC 17025
11552 | Cinnamon Oil by FCC | See Cassia Oil,(blank) | SAC 17025
11553 | Cinnarizine by BP2013 - pg 534, 10 g | Acidity or Alkalinity,Appearance of Solution (2.2.1 & 2.2.2, II),Assay [requires Loss on drying (2.2.32)],CHARACTERS - Appearance,CHARACTERS - Solubility,EP Cinnarizine CRS., EP Flunarizine Dihydrochloride CRS.,Heavy Metals (2.4.8, B),Identification A - Melting Point (2.2.14),Identification B - Infrared Absorption Spectrophotometry (2.2.24),Identification C - Thin-Layer Chromatography (2.2.27),Identification D,Loss on Drying (2.2.32),Related Substances - Liquid Chromatography (2.2.29),Sulfated Ash (2.4.14),(blank) | SAC 17025
11554 | Cinnarizine by EP7/S8 - pg 3630, 10 g | Acidity or Alkalinity,Appearance of Solution (2.2.1 & 2.2.2, II),Assay [requires Loss on drying (2.2.32)],CHARACTERS - Appearance,CHARACTERS - Solubility,EP Cinnarizine CRS., EP Flunarizine Dihydrochloride CRS.,Heavy Metals (2.4.8, B),Identification A - Melting Point (2.2.14),Identification B - Infrared Absorption Spectrophotometry (2.2.24),Identification C - Thin-Layer Chromatography (2.2.27),Identification D,Loss on Drying (2.2.32),Related Substances - Liquid Chromatography (2.2.29),Sulfated Ash (2.4.14),(blank) | SAC 17025
11555 | CIP 100 by Steris QC Specifications | APHA Color by Steris Method 118-S,Clarity by Steris Method 107,Color by Steris Method 110,Heavy Metals as Lead (Pb) by Steris Method 123-S,Iron <241> by USP (Current Supplement),Iron by Steris Method 122-S (see below),pH (1% w/w soln) by Steris Method 106 (see below),pH <791> by USP (Current Supplement),Specific Gravity (@ 25 Deg C) by Steris Method 114 (see below),Specific Gravity <841> by USP (Current Supplement),Total Alkalinity (as Na2O) by Steris Method 004,(blank) | SAC 17025
11556 | CIP 200 by Steris QC Specifications | Acidity (as H3PO4) by Method No 5-S,Clarity (Nephelometer) by Steris Method 225,Clarity by Steris Method 107-04,Color (APHA) by Steris Method No 118-S - 04,Color by Steris Method 110-05 Visual,Heavy Metals as Lead (Pb) Test Method, 123S,Iron <241> by USP31/S2,Iron by Method No 122-S (see below),pH (1% w/w soln) by Method No 106,Specific Gravity (@ 25 Deg C) by Method No 114 (see below),Specific Gravity <841> by USP31/S2,(blank) | SAC 17025
11557 | CIP 300 by Steris QC Specifications | Clarity by Method No 107,Color by Method No 110,Heavy Metals as Lead (Pb) Test Method, 123S,pH by SM 4500H+B,Specific Gravity (@ 25 Deg C) by Method No 114 (see below),Specific Gravity by USP <841> ,(blank) | SAC 17025
11558 | Ciprofloxacin by USP36/S2 - pg 2993, 15 g | Assay (requires Loss on Drying <731>),Bacterial Endotoxins Tests <85>,Chloride,Clarity of Solution,Heavy Metals <231> II,Identification A - Infrared Absorption <197A>,Identification B,Limit of Fluoroquinolonic Acid (Organic Impurities - Procedure 1),Loss on Drying <731>,Microbial Enumeration Tests <61> and Tests for Specified Microorganisms <62> ,Organic Impurities - Procedure 2,Residual Solvents <467> (if required),Residue on Ignition <281>,Sulfate,USP Ciprofloxacin RS., USP Ciprofloxacin Ethylenediamine Analog RS., USP Endotoxin RS., USP Fluoroquinolonic Acid RS.,(blank) | SAC 17025
11559 | Ciprofloxacin Hydrochloride by USP36/S2 - pg 2995, 20 g | Assay (Requires Water <921> I),Heavy Metals <231> II,Identification A - Infrared Absorption <197A>,Identification B,Identification C - Chloride <191>,Limit of Fluoroquinolonic Acid (Organic Impurities - Procedure 1),Organic Impurities - Procedure 2,pH <791>,Residual Solvents <467> (if required),Residue on Ignition <281>,Sulfate <221>,USP Ciprofloxacin Ethylenediamine Analog RS., USP Ciprofloxacin Hydrochloride RS., USP Fluoroquinolonic Acid RS.,Water Determination <921> I,(blank) | SAC 17025
11560 | Cisplatin for Injection by USP36/S2 - pg 3004, see monograph for amounts | Assay,Bacterial Endotoxins <85>,Constituted Solution <1>,Identification ,Limit of Transplatin,Limit of Trichloroammineplatinate,Other Requirements <1>,pH <791>,Residual Solvents <467> (if required),Uniformity of Dosage Units <905>,USP Cisplatin RS., USP Transplatin RS., USP Potassium Trichloroammineplatinate RS., USP Endotoxin RS.,Water <921> I,(blank) | SAC 17025
11561 | Citrate | (blank) | SAC 17025
11562 | Citric Acid by FCC8/S3 - pg 262, 50 g (350 g if Tridodecylamine is required also) | Assay (requires Water),DESCRIPTION,Identification - Citrate,Lead (by ICPMS, not validated),Lead I,Oxalate,Readily Carbonizable Substances,Residue on Ignition (Sulfated Ash),Tridodecylamine (for solvent extracted citric acid only),Water,(blank) | SAC 17025
11563 | Citric Acid by USP | see either Anhydrous Citric Acid or Citric Acid Monohydrate,(blank) | SAC 17025
11564 | Citric Acid Hydrate by JP16/S1 - pg 645 & 2388, 25 g | Assay (requires Water <2.48>),DESCRIPTION,Identification - Infrared Spectrophotometry <2.25>,Purity (1) Clarity and Color of Solution,Purity (2) Sulfates,Purity (3) Oxalic Acid,Purity (4) Heavy Metals <1.07> 2,Purity (5) Readily Carbonizable Substances,Residue on Ignition <2.44>,Water <2.48>,(blank) | SAC 17025
11565 | Citric Acid Monohydrate by BP2013 - pg 545, 75 g | Aluminum (2.4.17),Appearance of Solution (2.2.1 & 2.2.2, II),Assay [requires Water (2.5.12)],Bacterial Endotoxins (2.6.14),CHARACTERS - Appearance,CHARACTERS - Solubility,EP Citric Acid Monohydrate CRS.,Heavy Metals (2.4.8, A),Identification A (2.2.4),Identification B - Infrared Absorption Spectrophotometry (2.2.24),Identification C,Identification D,Identification E - Water,Oxalic Acid,Readily Carbonisable Substances (2.2.2, I),Sulfated Ash (2.4.14),Sulfates (2.4.13),Water (2.5.12),(blank) | SAC 17025
11566 | Citric Acid Monohydrate by EP7/S8 - pg 1706, 75 g | Aluminum (2.4.17),Appearance of Solution (2.2.1 & 2.2.2, II),Assay [requires Water (2.5.12)],Bacterial Endotoxins (2.6.14),CHARACTERS - Appearance,CHARACTERS - Solubility,EP Citric Acid Monohydrate CRS.,Heavy Metals (2.4.8, A),Identification A (2.2.4),Identification B - Infrared Absorption Spectrophotometry (2.2.24),Identification C,Identification D,Identification E - Water,Oxalic Acid,Readily Carbonisable Substances (2.2.2, I),Sulfated Ash (2.4.14),Sulfates (2.4.13),Water (2.5.12),(blank) | SAC 17025
11567 | Citric Acid Monohydrate by USP36/S2 - pg 3012, 70 g | Assay (requires Water Determination <921> I),Bacterial Endotoxins Test <85>,Clarity of Solution,Color of Solution,Heavy Metals <231>,Identification - Infrared Absorption <197A>,Limit of Aluminum,Limit of Oxalic Acid,Readily Carbonizable Substances,Residual Solvents <467> (if required),Residue on Ignition <281>,Sulfate,USP Citric Acid RS., USP Endotoxin RS.,Water Determination <921> I,(blank) | SAC 17025
11568 | Citric Acid, Anhydrous by JP16/S1 - pg 645 & 2387, 25 g | Assay (requires Water <2.48>),DESCRIPTION,Identification - Infrared Spectrophotometry <2.25>,Purity (1) Clarity and Color of Solution,Purity (2) Sulfates,Purity (3) Oxalic Acid,Purity (4) Heavy Metals <1.07> 2,Purity (5) Readily Carbonizable Substances,Residue on Ignition <2.44>,Water <2.48>,(blank) | SAC 17025
11569 | Citric Acid, Anhydrous by USP36/S2 - pg 3010, 70 g | Assay (Requires Water <921> I),Bacterial Endotoxins Test <85>,Clarity of Solution,Color of Solution,Heavy Metals <231>,Identification - Infrared Absorption <197A>,Limit of Aluminum,Limit of Oxalic Acid,Readily Carbonizable Substances,Residual Solvents <467> (if required),Residue on Ignition <281>,Sulfate,USP Citric Acid RS., USP Endotoxin RS.,Water Determination <921> I,(blank) | SAC 17025
11570 | Clarithromycin by USP36/S2 - pg 3016, 6 g | Assay (requires Water Determination <921> I),Crystallinity <695>,Heavy Metals,Identification A - Infrared Absorption <197A>,Organic Impurities,pH <791>,Residual Solvents <467> (if required),Residue on Ignition <281>,Specific Rotation <781S> (requires Water Determination <921> I),USP Clarithromycin RS., USP Clarithromycin Identity RS.,Water Determination <921> I,(blank) | SAC 17025
11571 | Clindamycin Hydrochloride by USP36 | ADD MONOGRAPH TESTS WHEN NEEDED,(blank) | SAC 17025
11572 | Clioquinol by USP36/S2 - pg 3037, 8 g | Assay,Free Iodine and Iodide,Identification A,Identification B <197U> (requires Loss on Drying <731>),Identification C,Loss on Drying <731>,Residual Solvents <467> (if required),Residue on Ignition,USP Clioquinol RS.,(blank) | SAC 17025
11573 | Clomiphene Citrate by USP36/S2 - pg 3049, 5g | Assay (Requires Water <921> I),Content of (Z)-Isomer (requires Water <921> I),Heavy Metals <231> II,Identification A <181>,Identification B <197U>,Identification C - Citrate <191>,Related Compounds,Residual Solvents <467> (if required),Sample Preparation for Identification A <181>,USP Clomiphene Citrate RS., USP Clomiphene Related Compound A RS.,Water <921> I,(blank) | SAC 17025
11574 | Clonidine Hydrochloride Tablets by USP36/S2 - pg 3057, 100 tablets | Assay,Dissolution <711>,Identification A,Identification B,Residual Solvents <467> (if required),Uniformity of Dosage Units <905>,USP Clonidine Hydrochloride RS.,(blank) | SAC 17025
11575 | Clorsulon by USP36/S2 - pg 3069, 20 g | Assay (requires Loss on Drying <731>),Chromatographic Purity,Heavy Metals <231> II,Identification A <197A>,Identification B,Loss on Drying <731>,Melting Range <741>,Residual Solvents <467> (if required),Residue on Ignition <281>,USP Clorsulon RS.,(blank) | SAC 17025
11576 | Clotrimazole by USP36/S2 - pg 3070, 50 g | Assay (requires Loss on Drying <731>),Heavy Metals <231> II,Identification A - Infrared Absorption <197A>,Identification B,Limit of Clotrimazole Related Compound A,Limit of Imidazole,Loss on Drying <731>,Residual Solvents <467> (if required),Residue on Ignition <281>,USP Clotrimazole RS., USP Clotrimazole Related Compound A RS., USP Imidazole RS.,(blank) | SAC 17025
11577 | Clotrimazole Topical Solution by USP36 | ADD MONOGRAPH TESTS WHEN NEEDED,(blank) | SAC 17025
11578 | Clotrimazole Vaginal Inserts by USP36 | ADD MONOGRAPH TESTS WHEN NEEDED,(blank) | SAC 17025
11579 | Coarse Particles in Pigments, Pastes, and Paints,(blank) | ASTM D185-84 | SAC 17025
11580 | Cobalamin Radiotracer Assay | <371> | SAC 17025
11581 | Cobalt Chloride Hexahydrate by ACS10/S3 - pg 265, 25 g | Assay,Ca, Cu, Fe, Mg, Ni, K, Na, Zn by ICPMS (not validated),Insoluble Matter,Nitrate,Sulfate,(blank) | SAC 17025
11582 | Cocaine Hydrochloride by USP36/S2 - pg 3084, 10 g | Acidity,Assay (requires Loss on Drying <731>),Identification A - Organic Nitrogenous Bases <181>,Identification B,Identification C,Identification D - Chloride <191>,Limit of Cinnamyl-Cocaine and Other Reducing Substances,Limit of Isoatropyl-Cocaine,Loss on Drying <731>,Readily Carbonizable Substances <271>,Residual Solvents <467> (if required),Residue on Ignition <281>,Sample Preparation for Identification A <181>,Specific Rotation <781S> (requires Loss on Drying <731>),USP Cocaine Hydrochloride RS.,(blank) | SAC 17025
11583 | Cocoa Butter by NF31/S2 - pg 1966, 300 g | Fatty Acid Composition,Free Fatty Acids <401>,Iodine Value <401>,Melting Range,Refractive Index <831>,Residual Solvents <467> (if required),Saponification Value <401>,(blank) | SAC 17025
11584 | Cod Liver Oil by USP36/S2 - pg 3087, 500 mL ***SEE ERRATA*** | Assay for Vitamin A,Assay for Vitamin D,Color,Fats and Fixed Oils, Acid Value <401>,Fats and Fixed Oils, Anisidine Value <401>,Fats and Fixed Oils, Iodine Value <401>,Fats and Fixed Oils, Saponification Value <401>,Fats and Fixed Oils, Unsaponifiable Matter <401>,Identification A - Presence of Vitamin A,Identification B - Fatty Acid Profile (requires USP Cod Liver Oil RS.),Nondestearinated Cod Liver Oil,Residual Solvents <467> (if required),Specific Gravity <841>,USP Cholecalciferol RS., USP Cod Liver Oil RS., USP Ergocalciferol RS.,(blank) | SAC 17025
11585 | Codeine by USP36/S2 - pg 3089, 15 g | Assay (requires Loss on Drying),Chromatographic Purity,Identification A <197A>,Identification B <197U> (requires Loss on Drying),Limit of Morphine,Loss on Drying <731>,Melting Range <741>,Readily Carbonizable Substances <271>,Residual Solvents <467> (if required),Residue on Ignition <281>,USP Codeine Sulfate RS.,(blank) | SAC 17025
11586 | Codeine Phosphate by USP36/S2 - pg 3090, 10 g | Acidity,Assay (requires Water),Chloride,Chromatographic Purity,Identification A <197A>,Identification B,Limit of Morphine,Residual Solvents <467> (if required),Sulfate,USP Codeine Phosphate RS.,Water <921> I,(blank) | SAC 17025
11587 | Cod-Liver Oil, Farmed by EP7/S8 - pg 4600, 500 mL | Acid Value (2.5.1),Anisidine Value (2.5.36),CHARACTERS,Composition of Fatty Acids (2.4.29),EP Retinol Acetate CRS., EP Ergocalciferol CRS., EP Cholecalciferol CRS.,Identification A,Identification B,Linoleic Acid (2.4.29),Peroxide Value (2.5.5, B),Positional Distribution [beta(2)-acyl] of Fatty Acids (2.2.33),Stearin,Unsaponifiable Matter (2.5.7),Vitamin A - Method A (2.2.25),Vitamin A - Method B (2.2.29),Vitamin D3 (2.2.29),(blank) | SAC 17025
11588 | Coenzyme Q10 by USP | See Ubidecarenone,(blank) | SAC 17025
11589 | Colloidal Oatmeal by USP36/S2 - pg 6662, 200 g | Fat Content (requires Loss on Drying <731>),Identification A,Identification B,Loss on Drying <731>,Microbial Enumeration Tests <61> and Tests for Specified Microorganisms <62>,Nitrogen Determination <461> I (requires Loss on Drying <731>),Particle Size Distribution Estimation by Analytical Sieving <786>,Residual Solvents <467> (if required),Rotational Rheometer Methods <912>,Total Ash <561> (requires Loss on Drying <731>),(blank) | SAC 17025
11590 | Colloidal Silicon Dioxide by NF | see Silicon Dioxide, Colloidal,(blank) | SAC 17025
11591 | Color and Achromicity | <631> | SAC 17025
11592 | Column Chromatography, Gas Chromatography (GC), High-Pressure Liquid Chromatography (HPLC), Thin Layer Chromatography (TLC),Chromatography) | <621> | SAC 17025
11593 | Completeness of Solution | <641> | SAC 17025
11594 | Composition of Fatty Acids by Gas Chromatography | 2.4.22 A | SAC 17025
11595 | Composition of Fatty Acids by Gas Chromatography | 2.4.22 B | SAC 17025
11596 | Composition of Fatty Acids by Gas Chromatography | 2.4.22 C | SAC 17025
11597 | Composition of Fatty Acids in Oils Rich in Omega-3 Acids | 2.4.29 | SAC 17025
11598 | Conductivity | 2.2.38 | SAC 17025
11599 | Congealing Temperature | <651> | SAC 17025
11600 | Containers, Leakage,Metal Particles,Ophthalmic Ointments | <771> | SAC 17025
11601 | Copovidone by NF31/S2 - pg 1968, 32 g | Assay - Content of Copolymerized Vinyl Acetate (requires Loss on Drying <731>),Assay - Nitrogen Determination <461> II (requires Loss on Drying <731>),Clarity and Color of Solution,Heavy Metals <231>,Identification A - Infrared Absorption <197A>,Identification B,K-Value <911>,Limit of Aldehydes,Limit of Hydrazine <621>,Limit of Monomers (1-Vinyl-2-Pyrrolidone, Vinyl Acetate, and 2-Pyrrolidone),Limit of Peroxides <851>,Loss on Drying <731>,Residual Solvents <467> (if required),Residue on Ignition <281>,USP Copovidone RS.,(blank) | SAC 17025
11602 | Copper Gluconate by FCC8/S3 - pg 283, 10 g | Assay,DESCRIPTION,Identification - Copper,Identification - Thin-Layer Chromatography,Lead,Reducing Substances,USP Potassium Gluconate RS.,(blank) | SAC 17025
11603 | Copper Gluconate by USP36/S2 - pg 3103, 50 g | Arsenic <211> I,Assay,Chloride <221>,Identification A - Copper <191>,Identification B - Thin-Layer Chromatographic Identification Test,Lead (by ICPMS, not validated),Limit of Lead,Reducing Substances,Residual Solvents <467> (if required),Sulfate <221>,USP Potassium Gluconate RS.,(blank) | SAC 17025
11604 | Copper Sulfate by FCC8/S3 - pg 284, 15 g | Assay,DESCRIPTION,Identification A - Copper,Identification B - Sulfate,Iron (requires Substances Not Precipitated by Hydrogen Sulfide),Lead,Lead (by ICPMS, not validated),Substances Not Precipitated by Hydrogen Sulfide,(blank) | SAC 17025
11605 | Copper Sulfate by USP | use Cupric Sulfate,(blank) | SAC 17025
11606 | Copper Sulfate Pentahydrate by EP7/S8 - pg 1766, 20 g | Appearance of Solution (2.2.1) (requires Solution S),Assay,CHARACTERS,Chlorides (2.4.4) (requires Solution S),Identification A (requires Solution S),Identification B,Identification C - Sulfates (2.3.1, a) (requires Solution S),Iron (2.2.23, I),Iron and Lead (by ICPMS, not validated),Lead (2.2.23, I),Loss on Drying (2.2.32),Solution S,(blank) | SAC 17025
11607 | Corn Oil by NF31/S2 - pg 1970, 150 g | Acid Value <401>,Alkaline Impurities,Fatty Acid Composition <401>,Heavy Metals <231> II,Identification A (requires Fatty Acid Composition <401>),Peroxide Value <401>,Residual Solvents <467> (if required),Sterol Composition <401>,Unsaponifiable Matter <401>,Water Determination <921> I,(blank) | SAC 17025
11608 | Corn Starch by JP16/S1 - pg 678 & 2392, 100 g (*Harmonized with EP/USP) | DESCRIPTION,Identification (1)*,Identification (2)*,Identification (3)*,Loss on Drying <2.41>*,pH <2.54>*,Purity (1) Iron*,Purity (2) Oxidizing Substances <2.50>*,Purity (3) Sulfur Dioxide <2.50>*,Purity (4) Foreign Matter <5.01>,Residue on Ignition <2.44>*,(blank) | SAC 17025
11609 | Corn Starch by NF | see Starch, Corn,(blank) | SAC 17025
11610 | Corn Syrup by FCC | see Glucose Syrup,(blank) | SAC 17025
11611 | Corn Syrup, High Fructose by NF31/S2 - pg 1974, 350 g | Assay,Heavy Metals <231> II,Identification A,Limit of Lead,Limit of Sulfur Dioxide,Microbial Enumeration Tests <61> and Tests for Specified Microorganisms <62>,Residual Solvents <467> (if required),Residue on Ignition <281>,Total Solids - Refractive Index <831>,USP Dextrose RS., USP Fructose RS., USP Maltose Monohydrate RS.,(blank) | SAC 17025
11612 | Cotton | <691> | SAC 17025
11613 | Cottonseed Oil by NF31/S2- pg 1978, 100 g | Acid Value <401>, Iodine Value <401>, Limit of Copper, Iron, Lead, and Nickel <401>, Odor, Peroxide Value <401>, Saponification Value <401>, Solid Paraffin (under Mineral Oil), Unsaponifiable Matter <401>, Water <921> Ic,Acid Value <401>,Alkaline Impurities,Heavy Metals <231> II,Identification A (requires Fatty Acid Composition <401>),Injections <1> (Ingredients, Other Vehicles),Peroxide Value <401>,Residual Solvents <467> (if required),Unsaponifiable Matter <401>,Water Determination <921> Ic,(blank) | SAC 17025
11614 | Cottonseed Oil, Hydrogenated by EP7/S8 - pg 1769, 50 g | Acid Value (2.5.1),Alkaline Impurities,CHARACTERS,Composition of Fatty Acids (2.4.22, A),Identification A,Identification B,Melting Point (2.2.14),Nickel (2.2.23, II),Nickel (by ICPMS, not validated),Peroxide Value (2.5.5, A),Unsaponifiable Matter (2.5.7),(blank) | SAC 17025
11615 | Creatinine by NF31/S2 - pg 1980, 15 g | Assay (requires Loss on Drying <731>),Heavy Metals <231> I,Identification A - Infrared Absorption <197A>,Loss on Drying <731>,Residual Solvents <467> (if required),Residue on Ignition <281>,USP Creatinine RS.,(blank) | SAC 17025
11616 | Cresol by NF31/S2 - pg 1980, 10 g | Distilling Range <721> II,Hydrocarbons,Identification A,Limit of Phenol,Residual Solvents <467> (if required),Specific Gravity <841>,(blank) | SAC 17025
11617 | Croscarmellose Sodium by NF31/S2 - pg 1981, 100 g | Content of Water-Soluble Material (requires Loss on Drying <731>),Degree of Substitution (requires Residue on Ignition <281>),Heavy Metals <231> II,Identification A,Identification B,Identification C - Sodium <191>,Loss on Drying <731>,Microbial Enumeration Tests <61> and Tests for Specified Microorganisms <62>,pH <791>,Residual Solvents <467> (if required),Residue on Ignition <281> (requires Loss on Drying <731>),Settling Volume,Sodium Chloride (requires Loss on Drying <731>),Sodium Chloride and Sodium Glycolate (requires Loss on Drying <731>),Sodium Glycolate (requires Loss on Drying <731>),(blank) | SAC 17025
11618 | Crospovidone by EP7/S8 - pg 4294, 150 g | Assay [requires Loss on drying (2.2.32)],CHARACTERS,EP Crospovidone CRS.,FUNCTIONALITY-RELATED CHARACTERISTICS,Heavy Metals (2.4.8, D),Hydration Capacity,Identification A - Infrared Absorption Spectrophotometry (2.2.24),Identification B,Identification C,Identification D,Impurity A (2.2.29),Loss on Drying (2.2.32),Particle-Size Distribution (2.9.31),Peroxides (2.2.25),Powder Flow (2.9.36),Settling Volume,Sulfated Ash (2.4.14),Water-Soluble Substances,(blank) | SAC 17025
11619 | Crospovidone by NF31/S2 - pg 1982, 100 g | Assay - Nitrogen Determination <461> II (requires Loss on Drying <731>),Heavy Metals <231> II,Identification A - Infrared Absorption <197A>,Identification B,Identification C,Identification D (requires Loss on Drying <731>),Loss on Drying <731>,Peroxides,Residual Solvents <467> (if required),Residue on Ignition <281>,USP Crospovidone RS.,Vinylpyrrolidinone,Water-Soluble Substances,(blank) | SAC 17025
11620 | Crystallinity | <695> | SAC 17025
11621 | Cupric Chloride by USP36/S2 - pg 3113, 75 g | Assay (requires Loss on Drying <731>),Ca, Fe, Ni, K, Na (by ICPMS, not validated),Identification A - Chloride <191>,Identification B - Copper <191>,Insoluble Matter,Limit of Calcium,Limit of Calcium (by ICPMS, not validated),Limit of Iron,Limit of Iron (by ICPMS, not validated),Limit of Nickel,Limit of Nickel (by ICPMS, not validated),Limit of Potassium,Limit of Potassium (by ICPMS, not validated),Limit of Sodium,Limit of Sodium (by ICPMS, not validated),Limit of Sulfate,Loss on Drying <731>,Residual Solvents <467> (if required),(blank) | SAC 17025
11622 | Cupric Chloride Dihydrate by ACS10/S3 - pg 273, 50 g | Assay,Ca, Fe, Ni, K, Na (by ICPMS, not validated),Insoluble Matter,Nitrate,Sulfate,(blank) | SAC 17025
11623 | Cupric Sulfate by USP36/S2 - pg 3115, 150 g | Assay,Ca, Fe, Ni, K, Na (by ICPMS, not validated),Identification A - Sulfate <191> ,Identification B - Copper <191>,Limit of Calcium,Limit of Calcium (by ICPMS, not validated),Limit of Iron,Limit of Iron (by ICPMS, not validated),Limit of Nickel,Limit of Nickel (by ICPMS, not validated),Limit of Potassium,Limit of Potassium (by ICPMS, not validated),Limit of Sodium,Limit of Sodium (by ICPMS, not validated),Loss on Drying <731>,Residual Solvents <467> (if required),(blank) | SAC 17025
11624 | Curcuma Root Extract (no known monograph) | Ash Content,Bulk Density <616>,Heavy Metals <231> I,Lead (using ICPMS),Low Level Arsenic (using ICPMS),Powder Fineness <811>,(blank) | SAC 17025
11625 | Cyanide | (blank) | SAC 17025
11626 | Cyanocobalamin by EP7/S8 - pg 1774, 0.250 g | Assay (2.2.25) (requires Loss on Drying),CHARACTERS,EP Cyanocobalamin CRS.,Identification A (2.2.25),Identification B (2.2.27),Loss on Drying (2.2.32),Related Substances (2.2.29),(blank) | SAC 17025
11627 | Cyanocobalamin by USP36/S2 - pg 3116, 1 g | Assay (requires Loss on Drying <731>),Identification A - Ultraviolet Absorption <197U>,Identification B,Identification C,Loss on Drying <731>,Related Compounds,Residual Solvents <467> (if required),USP Cyanocobalamin RS.,(blank) | SAC 17025
11628 | Cyclobenzaprine Hydrochloride by USP36/S2 - pg 6585, 20 g | Assay (requires Loss on Drying <731>),Heavy Metals <231> II,Identification A <197A>,Identification B (requires Assay),Identification C - Chloride <191>,Loss on Drying <731>,Organic Impurities,Residual Solvents <467> (if required),Residue on Ignition <281>,USP Cyclobenzaprine Hydrochloride RS, USP Cyclobenzaprine Related Compound A RS, USP Cyclobenzaprine Related Compound B RS,(blank) | SAC 17025
11629 | Cyclohexane by ACS10/S3 - pg 281, 500 mL | Assay (requires Water 2),Color (APHA),GENERAL DESCRIPTION,Residue after Evaporation ,Substances Darkened by Sulfuric Acid,Ultraviolet Spectrophotometry,Water 2,Water by SOP 8100, Rev 10 (not validated),(blank) | SAC 17025
11630 | Cyclohexanone by ACS10/S3 - pg 282, 500 mL | Assay (requires Water),Color (APHA),GENERAL DESCRIPTION,Residue after Evaporation ,Water by SOP 8100, Rev 10 (not validated),Water II,(blank) | SAC 17025
11631 | Cyclosporine by USP36/S2 - pg 6586, 15 g | Assay (requires Loss on Drying <731>),Heavy Metals <231> II,Identification,Loss on Drying <731>,Related Compounds,Residual Solvents <467> (if required),USP Cyclosporine RS., USP Cyclosporine Resolution Mixture RS.,(blank) | SAC 17025
11632 | Cyproheptadine Hydrochloride by USP36/S2 - pg 6588, 25 g | Acidity,Assay (Requires Water <921> I),Heavy Metals <231> II,Identification A <197A>,Identification B (Requires Organic Impurities),Identification C,Organic Impurities,Residual Solvents <467> (if required),Residue on Ignition <281>,USP Amitryiptyline Related Compound A RS, USP Cyproheptadine Hydrochloride RS, USP Cyproheptadine Related Compound A RS, USP Cyproheptadine Related Compound C RS,Water <921> I,(blank) | SAC 17025
11633 | Cyproheptadine Hydrochloride Tablets by USP36/S2 - pg 3132 check monograph for amounts | Assay,Dissolution <711>,Identification A <181> (requires Sample Preparation),Residual Solvents <467> (if required),Sample Preparation for <181>,Uniformity of Dosage Units <905>,USP Cyproheptadine Hydrochloride RS.,(blank) | SAC 17025
11634 | Cysteine Hydrochloride by USP36/S2- pg 3133, 25 g | Assay (requires Loss on Drying <731>),Heavy Metals <231> I,Identification A - Infrared Absorption <197A>,Iron <241>,Loss on Drying <731>,Related Compounds,Residual Solvents <467> (if required),Residue on Ignition <281>,Specific Rotation <781S> (requires Loss on Drying <731>),Sulfate <221>,USP L-Cysteine Hydrochloride RS. USP L-Tyrosine RS.,(blank) | SAC 17025
11635 | Cysteine Hydrochloride Monohydrate by EP7/S8 - pg 1781, 50 g | Ammonium (2.4.1, B),Appearance of Solution (2.2.1 & 2.2.2, II),Assay (requires Loss on Drying (2.2.32)),CHARACTERS,EP Cysteine Hydrochloride Monohydrate CRS., EP Tyrosine CRS.,Heavy Metals (2.4.8, A),Identification A (requires Specific Optical Rotation (2.2.7)),Identification B (2.2.24),Identification C (requires Ninhydrin-Positive Substances (2.2.27)),Identification D,Identification E - Chlorides (2.3.1, a),Iron (2.4.9),Loss on Drying (2.2.32),Ninhydrin-Positive Substances (2.2.27),Solution S,Specific Optical Rotation (2.2.7) (requires Loss on Drying (2.2.32)),Sulfated Ash (2.4.14),Sulfates (2.4.13) (requires Solution S),(blank) | SAC 17025
11636 | Cystine by EP7/S8 - pg 1782, 20 g | Ammonium (2.4.1),Appearance of Solution (2.2.1 & 2.2.2, II),Assay (requires Loss on Drying (2.2.32)),CHARACTERS,Chlorides (2.4.4),EP Cystine CRS., EP Arginine Hydrochloride CRS.,Heavy Metals (2.4.8, D),Identification A (requires Specific Optical Rotation (2.2.7)),Identification B (2.2.24),Identification C (requires Ninhydrin-Positive Substances (2.2.27)),Identification D,Iron (2.4.9),Loss on Drying (2.2.32),Ninhydrin-Positive Substances (2.2.27),Specific Optical Rotation (2.2.7) (requires Loss on Drying (2.2.32)),Sulfated Ash (2.4.14),Sulfates (2.4.13),(blank) | SAC 17025
11637 | Cytarabine by EP7/S8 - pg 1783, 5 g | Appearance of Solution (2.2.1 & 2.2.2, II),Assay (requires Loss on Drying),CHARACTERS,EP Cytarabine CRS., EP Uracil Arabinoside CRS.,Identification A (2.2.25),Identification B (2.2.24),Identification C,Loss on Drying (2.2.32),Related Substances (2.2.27),Specific Optical Rotation (2.2.7) (requires Loss on Drying),Sulfated Ash (2.4.14),(blank) | SAC 17025
11638 | Cytarabine by USP36/S2 - pg 3134, 20 g | Assay (requires Loss on Drying <731>),Chromatographic Purity,Heavy Metals <231> II,Identification A <197A>,Identification B,Loss on Drying <731>,Other Requirements,Residual Solvents <467> (if required),Residue on Ignition <281>,Specific Rotation <781S> (requires Loss on Drying <731>),USP Cytarabine RS., USP Endotoxin RS., USP Uracil Arabinoside RS.,(blank) | SAC 17025
11639 | Dapsone by USP36/S2 - pg 5973, 6 g | Assay (requires Loss on Drying),Identification A <197A>,Identification B (requires Assay),Loss on Drying <731>,Organic Impurities,Residual Solvents <467> (if required),Residue on Ignition <281>,Selenium <291>,USP Dapsone RS,(blank) | SAC 17025
11640 | D-Calcium Pantothenate by USP/EP/FCC | (see Calcium Pantothenate),(blank) | SAC 17025
11641 | Degree of Coloration of Liquids, Method I | 2.2.2 I | SAC 17025
11642 | Degree of Coloration of Liquids, Method II | 2.2.2 II | SAC 17025
11643 | Degree of Deacteylation per ASTM F2260 - requires 0.1 g | ASTM F2260 | SAC 17025
11644 | Deliverable Volume | <698> | SAC 17025
11645 | Density of Powdered Metallurgy Materials,(blank) | B311 | SAC 17025
11646 | Density of Solids | <699> | SAC 17025
11647 | Density of Solids | 2.2.42 | SAC 17025
11648 | Dequalinium Chloride by BP2013 - pg 658, 6 g | Acidity or Alkalinity (requires Solution S),Appearance of Solution (2.2.1 & 2.2.2, II) (requires Solution S),Assay [requires Loss on Drying (2.2.32),CHARACTERS - Appearance,CHARACTERS - Solubility,EP Dequalinium Chloride CRS., EP Dequalinium Chloride for Performance Test CRS.,Identification A - UV/Vis Spectrophotometry (2.2.25),Identification B - Infrared Absorption Spectrophotometry (2.2.24),Identification C (requires Solution S),Identification D (requires Solution S),Identification E - Chlorides (2.3.1, a) (requires Solution S),Loss on Drying (2.2.32),Readily Carbonisable Substances (2.2.2, I),Related Substances - Liquid Chromatography (2.2.29),Solution S,Sulfated Ash (2.4.14),(blank) | SAC 17025
11649 | Dequalinium Chloride by EP7/S8 - pg 1798, 6 g | Acidity or Alkalinity (requires Solution S),Appearance of Solution (2.2.1 & 2.2.2, II) (requires Solution S),Assay [requires Loss on Drying (2.2.32),CHARACTERS - Appearance,CHARACTERS - Solubility,EP Dequalinium Chloride CRS., EP Dequalinium Chloride for Performance Test CRS.,Identification A - UV/Vis Spectrophotometry (2.2.25),Identification B - Infrared Absorption Spectrophotometry (2.2.24),Identification C (requires Solution S),Identification D (requires Solution S),Identification E - Chlorides (2.3.1, a) (requires Solution S),Loss on Drying (2.2.32),Readily Carbonisable Substances (2.2.2, I),Related Substances - Liquid Chromatography (2.2.29),Solution S,Sulfated Ash (2.4.14),(blank) | SAC 17025
11650 | Desmopressin by EP7/S8 - pg 1803, 250 mg | Acetic Acid (2.5.34),Assay (2.2.29),Bacterial Endotoxins (2.6.14),CHARACTERS,Desmopressin CRS, Oxytocin/Desmopressin Validation Mixture CRS,Identification A (requires Assay),Identification B (2.2.56, 1 & 1),Impurities (see other tests),Related Substances (2.2.29),Specific Optical Rotation (2.2.7),Water (2.5.32),(blank) | SAC 17025
11651 | Determination of Additive Elements in Lubricating Oils by ICP,(blank) | D4951-06 | SAC 17025
11652 | Determination of Essential Oils in Vegetable Drug | s2.8.12 | SAC 17025
11653 | Determination of Monomeric Plasticizers in PolyVinylChloride,(blank) | D7083-04 | SAC 17025
11654 | Determination of Nitrogen by Sulfuric Acid Digestion | 2.5.9 | SAC 17025
11655 | Determination of Plasticizer Mixtures from Vinyl Chloride Plastics | ASTM D3421-75(We use GCMS and a different prep) (blank) | SAC 17025
11656 | Determination of Primary Aromatic Amino-Nitrogen | 2.5.8 | SAC 17025
11657 | Determination of Tannins in Herbal Drugs | 2.8.14 | SAC 17025
11658 | Determination of Water by Distillation | 2.2.13 | SAC 17025
11659 | Determination of Water, Method A,Method Verification for Water, Method A | 2.5.12 A | SAC 17025
11660 | Determination of Water, Method B,Method Verification for Water, Method B | 2.5.12 B | SAC 17025
11661 | Dexamethasone Acetate by USP36/S2 - pg 3178, 10 g | Assay (requires Loss on Drying <731>),Chromatographic Purity,Heavy Metals <231> II,Identification A <197A>,Identification B <197U>,Loss on Drying <731>,Residual Solvents <467> (if required),Residue on Ignition <281>,Specific Rotation <781S> (requires Loss on Drying <731>),USP Dexamethasone Acetate RS.,(blank) | SAC 17025
11662 | Dexamethasone Acetate Injectable Suspension by USP36/S2 - pg 3179 multiple 5 cc vials | Assay,Bacterial Endotoxins <85>,Identification <197A>,Injections <1>,pH <791>,Residual Solvents <467> (if required),USP Dexamethasone Acetate RS., USP Endotoxin RS.,(blank) | SAC 17025
11663 | Dexamethasone by USP36/S2 - pg 3173, 5 g | Assay,Chromatographic Purity,Identification A <197A>,Identification B <197U> (requires Loss on Drying <731>),Loss on Drying <731>,Residual Solvents <467> (if required),Residue on Ignition <281>,Specific Rotation <781S>,USP Dexamethasone RS,(blank) | SAC 17025
11664 | Dexamethasone Sodium Phosphate by USP36/S2 - pg 3179, 10 g | Alcohol Content <611> II,Assay (requires Water <921> I and Alcohol Content <611> II),Chromatographic Purity,Identification A,Identification B - Phosphate <191>,Identification B - Phosphate <191> and Sodium <191>,Identification B - Sodium <191>,Limit of Free Dexamethasone,Limit of Phosphate Ions,pH <791>,Residual Solvents <467> (if required),Specific Rotation <781S> (requires Water <921> I and Alcohol Content <611> II),USP Dexamethasone RS., USP Dexamethasone Phosphate RS.,Water <921> I,(blank) | SAC 17025
11665 | Dexchlorpheniramine Maleate by USP36/S2 - pg 3186, 10 g | Assay,Identification A <197A>,Identification B <197U>,Loss on Drying <731>,Melting Range <741>,pH <791>,Related Compounds,Residual Solvents <467> (if required),Residue on Ignition <281>,Specific Rotation <781S> (requires Loss on Drying <731>),USP Dexchlorpheniramine Maleate RS.,(blank) | SAC 17025
11666 | Dexpanthenol by FCC8/S3 - pg 322, 50 g | Aminopropanol,Assay (requires Water),DESCRIPTION,Identification A,Identification B ,Identification C - Infrared Absorption,Lead ,Lead (by ICPMS, not validated),Optical (Specific) Rotation (requires Water),Refractive Index,Residue on Ignition (Sulfated Ash),USP Dexpanenthenol RS.,Water,(blank) | SAC 17025
11667 | Dextran 40 by USP36/S2 - pg 3191, 50 g | Antigenic Impurities,Bacterial Endotoxins <85>,Color of Solution,Heavy Metals <231> II,Identification A - Infrared Absorption <197A>,Identification B,Limit of Alcohol and Related Impurities,Limit of Nitrogenous Impurities,Loss on Drying <731>,Molecular Weight Distribution and Weight and Number Average Molecular Weights,pH <791>,Residual Solvents <467> (if required),Safety,Specific Rotation <781S> (requires Loss on Drying <731>),Sulfate <221>,USP Dextran 40 RS., USP Dextran 4 Calibration RS., USP Dextran 10 Calibration RS., USP Dextran 40 Calibration RS., USP Dextran 70 Calibration RS., USP Dextran 250 Calibration RS., USP Dextran Vo Marker RS., USP Dextran 40 System Suitability RS., USP Endo,(blank) | SAC 17025
11668 | Dextran 40 for Injection by EP7/S8 - pg 1817, 35 g | Acidity or Alkalinity (requires Solution S),Appearance of Solution (2.2.1 & 2.2.2, II) (requires Solution S),Bacterial Endotoxins (2.6.14),CHARACTERS,EP Dextran 40 CRS.,Heavy Metals (2.4.8, A) (requires Solution S),Identification A (2.2.7) (requires Loss on Drying),Identification B (2.2.24),Identification C,Loss on Drying (2.2.32),Microbial Contamination (2.6.12),Molecular-Mass Distribution (2.2.39),Nitrogen-Containing Substances (2.5.9),Residual Solvents (2.2.28),Solution S,Sulfated Ash (2.4.14),(blank) | SAC 17025
11669 | Dextran 70 by USP36/S2 - pg 3194, 50 g | Antigenic Impurities,Bacterial Endotoxins <85>,Color of Solution,Heavy Metals <231> II,Identification A <197A>,Identification B,Limit of Alcohol and Related Impurities,Limit of Nitrogenous Impurities,Loss on Drying <731>,Molecular Weight Distribution and Weight and Number Average Molecular Weights,pH <791>,Residual Solvents <467> (if required),Safety,Specific Rotation <781S> (requires Loss on Drying <731>),Sulfate <221>,USP Dextran 70 RS., USP Dextran 4 Calibration RS., USP Dextran 10 Calibration RS., USP Dextran 40 Calibration RS., USP Dextran 70 Calibration RS., USP Dextran 250 Calibration RS., USP Dextran Vo Marker RS., USP Dextran 70 System Suitability RS., USP Endo,(blank) | SAC 17025
11670 | Dextran 70 for Injection by EP7/S8 - pg 1819, 35 g | Acidity or Alkalinity (requires Solution S),Appearance of Solution (2.2.1 & 2.2.2, II) (requires Solution S),Bacterial Endotoxins (2.6.14),CHARACTERS,EP Dextran 70 CRS.,Heavy Metals (2.4.8, A) (requires Solution S),Identification A (2.2.7) (requires Loss on Drying),Identification B (2.2.24),Identification C,Loss on Drying (2.2.32),Microbial Contamination (2.6.12),Molecular-Mass Distribution (2.2.39),Nitrogen-Containing Substances (2.5.9),Residual Solvents (2.2.28),Solution S,Sulfated Ash (2.4.14),(blank) | SAC 17025
11671 | Dextrates by NF31/S2 - pg 1987, 50 g | Assay - Dextrose Equivalent (requires Loss on Drying <731>),Heavy Metals <231>II,Loss on Drying <731>,pH <791>,Residual Solvents <467> (if required),Residue on Ignition <281>,USP Dextrose RS.,(blank) | SAC 17025
11672 | Dextrin by NF31/S2 - pg 1988, 50 g | Acidity,Assay - Reducing Sugars (Dextrose Equivalent) [requires Loss on Drying <731>],Botanic Characteristics,Chloride <221>,Heavy Metals <231>II,Identification A,Identification B,Limit of Protein - Nitrogen Determination <461>,Loss on Drying <731>,Residual Solvents <467> (if required),Residue on Ignition <281>,(blank) | SAC 17025
11673 | Dextromethorphan by USP36/S2 - pg 3198, 20 g | Assay (requires Water <921> Ia),Heavy Metals <231> II,Identification A <197A>,Identification B <197U> (requires Water <921> Ia) ,Limit of N,N-Dimethylaniline,Limit of Phenolic Compounds,Melting Range <741> I,Residual Solvents <467> (if required),Residue on Ignition <281>,Specific Rotation <781S> (requires Water <921> Ia),USP Dextromethorphan RS.,Water <921> Ia,(blank) | SAC 17025
11674 | Dextromethorphan Hydrobromide by USP36/S2 - pg 3199, 20 g | Assay (Requires Water <921> I),Identification A <197A>,Identification B <197U> (requires Water <921> Ia),Identification C,Limit of N,N-Dimethylaniline,Limit of Phenolic Compounds,pH <791>,Residual Solvents <467> (if required),Residue on Ignition <281>,Specific Rotation <781S> (requires Water <921> Ia),USP Dextromethorphan Hydrobromide CRM.,Water <921> I,(blank) | SAC 17025
11675 | Dextrose and Sodium Chloride Injection by USP36/S2 - pg 3201, volume needed depends on the concentration of the injection | Assay for Dextrose,Assay for Sodium Chloride,Bacterial Endotoxins <85>,Identification - Sodium <191> & Chloride <191>,Injections <1>,Limit of 5-Hydroxymethylfurfural and Related Substances,pH <791>,Residual Solvents <467> (if required),USP Endotoxin RS.,(blank) | SAC 17025
11676 | Dextrose by EP | See Glucose, Anhydrous and/or Glucose Monohydrate,(blank) | SAC 17025
11677 | Dextrose by FCC8/S3 - pg 325, 300 g | Arsenic,Assay - Reducing Sugars (requires Loss on Drying),Chloride,DESCRIPTION,Identification,Lead (by ICPMS, not validated),Lead I,Loss on Drying,Optical (Specific) Rotation,Residue on Ignition (Sulfated Ash),Starch,Sulfur Dioxide,(blank) | SAC 17025
11678 | Dextrose by USP36/S2 - pg 3200, 150 g | Acidity,Arsenic <211> I,Chloride <221>,Color of Solution,Dextrin,Heavy Metals <231>,Identification A,Residual Solvents <467> (if required),Residue on Ignition <281>,Soluble Starch, Sulfites,Specific Rotation <781S> (requires Water Determination <921> III),Sulfate <221>,Water Determination <921> III,(blank) | SAC 17025
11679 | Dextrose Injection by USP36/S2 - pg 3201, volume needed depends on the concentration of the injecction | Assay,Bacterial Endotoxins <85>,Heavy Metals <231>,Identification,Injections <1>,Limit of 5-Hydroxymethylfurfural and Related Substances,Particulate Matter <788>,pH <791>,Residual Solvents <467> (if required),USP Endotoxin RS.,(blank) | SAC 17025
11680 | Dextrose, Anhydrous by ACS10/S3 | See D-Glucose, Anhydrous,(blank) | SAC 17025
11681 | Dextrose, Compressible (no known monograph) | Dextrose Equivalent,Sulfur Dioxide,(blank) | SAC 17025
11682 | D-Glucose by USP | See Dextrose by USP,(blank) | SAC 17025
11683 | D-Glucose, Anhydrous by ACS10/S3 - pg 336, 125 g | - Aqueous Solubility, - Melting Point,Chloride,General Description - Appearance,Heavy Metals I,Insoluble Matter,Iron I,Loss on Drying,Residue after Ignition,Specific Rotation,Starch,Sulfate and Sulfite I,Titratable Acid,(blank) | SAC 17025
11684 | Di(2-ethylhexyl)phthalate by NF | See Diethyl Phthalate,(blank) | SAC 17025
11685 | Diazepam by USP36/S2 - pg 3208, 5 g | Assay (requires Loss on Drying <731>),Heavy Metals <231> II,Identification A - Infrared Absorption <197A>,Identification B <201>,Loss on Drying <731>,Melting Range <741> I,Related Compounds,Residual Solvents <467> (if required),Residue on Ignition <281>,USP Diazepam RS., USP Diazepam Related Compound A RS., USP Diazepam Related Compound B RS., USP Nordazepam RS.,,(blank) | SAC 17025
11686 | Dibasic Calcium Phosphate Anhydrous by USP/EP/JP | (see Calcium Hydrogen Phosphate, Anhydrous for EP),(see Calcium Phosphate Anhydrous, Dibasic for USP),(see Calcium Phosphate, Dibasic, Anhydrous for JP),(blank) | SAC 17025
11687 | Dibasic Sodium Phosphate by USP | see Sodium Phosphate, Dibasic,(blank) | SAC 17025
11688 | Dibasic Sodium Phosphate Hydrate by JP | see Sodium Phosphate Hydrate, Dibasic,(blank) | SAC 17025
11689 | Dibutyl Phthalate by NF31/S2 - pg 1989, 75 g | Acidity,Appearance,Assay,Identification B,Identificaton A - Infrared Absorption <197F>,Refractive Index <831>,Related Compounds,Residual Solvents <467> (if required),Residue on Ignition <281>,Specific Gravity <841>,USP Dibutyl Phthalate RS.,Water Determination <921> I,(blank) | SAC 17025
11690 | Dibutyl Sebacate by NF31/S2 - pg 5910, 2 g | Acid Value <401>,Assay - see note,Identification A - Infrared Absorption <197F>,Identification B (requires Assay),Refractive Index <831>,Residual Solvents <467> (if required),Saponification Value <401>,Specific Gravity <841>,USP Dibutyl Sebacate RS,(blank) | SAC 17025
11691 | Dichloroacetate | (blank) | SAC 17025
11692 | Dichloromethane by NF/EP/ACS | See Methylene Chloride,(blank) | SAC 17025
11693 | Diclofenac Sodium by USP36/S2 - pg 3220, 20 g | Assay (requires Loss on Drying <731>),Chromatographic Purity,Clarity of Solution,Color of Solution,Heavy Metals <231> II,Identification A <197A>,Identification B,Identification C - Sodium <191>,Loss on Drying <731>,pH <791>,Residual Solvents <467> (if required),USP Diclofenac Sodium RS., USP Diclofenac Related Compound A RS.,(blank) | SAC 17025
11694 | Diethyl Phthalate by NF31/S2 - pg 1993, 100 g | Acidity,Assay (Requires Water <921> I),Identification A <197F>,Refractive Index <831>,Residual Solvents <467> (if required),Residue on Ignition <281>,Specific Gravity <841>,USP Diethyl Phthalate RS.,Water Determination <921> I,(blank) | SAC 17025
11695 | Diethylamine by ACS10/S3 - pg 291, 100 mL | Assay (requires Water),Color APHA,Water (by Volumetric-KF, not validated),(blank) | SAC 17025
11696 | Diethylene Glycol Monoethyl Ether by NF31/S2 - pg 1994, 100 g | Acid Value <401>,Assay (requires USP Diethylene Glycol Monoethyl Ether RS.),Identification A - Infrared Absorption <197A> (requires USP Diethylene Glycol Monoethyl Ether RS.),Identification B,Limit of 2-Methoxyethanol, 2-Ethoxyethanol, Ethylene Glycol, and Diethylene Glycol,Limit of Free Ethylene Oxide,Peroxide Value <401>,Refractive Index <831>,Residual Solvents <467> (if required),USP Diethylene Glycol Monoethyl Ether RS.,Water Determination <921> I,(blank) | SAC 17025
11697 | Diethylpropion Hydrochloride by USP36/S2 - pg 3235, 10 g | Assay (requires Water),Chromatographic Purity,Free Bromine,Identification A <197A>,Identification B,Identification C - Chloride <191>,Limit of Hydrobromic Acid and Bromide,Residual Solvents <467> (if required),Secondary Amines,USP Diethylpropion Hydrochloride RS.,Water <921> I,(blank) | SAC 17025
11698 | Dihydrocodeine Bitartrate by USP36/S2 - pg 3249, 8 g **Regulated Substance** | Ammonium Salts,Assay (requires Loss on Drying),Identification A (requires Assay),Identification B - Tartrate <191>,Identification C,Loss on Drying <731>,Melting Range <741> I,Ordinary Impurities <466>,pH <791>,Residual Solvents <467> (if required),Residue on Ignition <281>,Specific Rotation <781S>,USP Dihydrocodeine Bitartrate RS,(blank) | SAC 17025
11699 | DihydroxyAluminum Aminoacetate by USP36/S2 - pg 3255, 30 g | Assay (requires Loss on Drying <731>),Identification A - Aluminum <191> (requires Identification Prep),Identification B (requires Identification Prep),Identification Prep,Isopropyl Alcohol,Loss on Drying <731>,Mercury (by ICPMS, not validated),Mercury <261> IIa,Nitrogen <461> II,pH <791>,Residual Solvents <467> (if required),(blank) | SAC 17025
11700 | Dimethicone by NF31/S2 - pg 1998, 1 L | Acidity,Assay (requires Specific Gravity <841>),Bacterial Endotoxins <85>,Heavy Metals,Identification A,Loss on Heating,Refractive Index <831>,Residual Solvents <467> (if required),Specific Gravity <841>,USP Endotoxin RS., USP Polydimethylsiloxane RS.,Viscosity - Capillary Viscometer Methods <911> and Rotational Rheometer Methods <912>,(blank) | SAC 17025
11701 | Dimethybenzenes by ACS | see Xylenes,(blank) | SAC 17025
11702 | Dimethyl Sulfoxide by ACS10/S3 - pg 296, 500 g | Assay (requires Water II),Residue after Evaporation ,Titrable Acid,Ultraviolet Spectrophotometry ,Water I (not validated),Water II,(blank) | SAC 17025
11703 | Dimethyl Sulfoxide by USP36/S2 - pg 3268, 350 g | Acidity,Assay (requires Limit of Nonvolatile Residue and Related Compounds),Identification A - Infrared Absorption <197F>,Identification B,Limit of Nonvolatile Residue,Refractive Index <831>,Related Compounds,Residual Solvents <467> (if required),Specific Gravity <841>,Ultraviolet Absorbance,USP Dimethyl Sulfoxide RS.,Water <921> I,(blank) | SAC 17025
11704 | Dimethylaniline | <223> | SAC 17025
11705 | Dimeticone by EP7/S8 - pg 5698, 50 g | Acidity,CHARACTERS - Appearance,CHARACTERS - Solubility,EP Dimeticone CRS.,FUNCTIONALITY-RELATED CHARACTERISTICS,Heavy Metals,Identification A,Identification B (2.2.24),Identification C,Identification D - (2.4.14 & 2.3.1),Mineral Oils,Phenylated Compounds (2.2.25),Viscosity (2.2.9),Volatile Matter,(blank) | SAC 17025
11706 | Dinoprost Tromethamine by USP36/S2 - pg 3271, 10 g | Assay (requires Loss on Drying <731>),Chromatographic Purity,Identification <197A>,Loss on Drying <731>,Residual Solvents <467> (if required),Residue on Ignition <281>,Specific Rotation <781S> (requires Loss on Drying <731>),USP Dinoprost Tromethamine RS.,(blank) | SAC 17025
11707 | Dioxane by ACS10/S3 - pg 298, 200 mL | Assay (requires Water),Carbonyl,Color APHA,Freezing Point,Peroxide,Residue After Evaporation (requires Peroxide),Titratable Acid,Water II,(blank) | SAC 17025
11708 | Diphenhydramine Hydrochloride by USP36/S2 - pg 5977, 50 g | Acidity or Alkalinity,Assay (requires Loss on Drying <731>),Identification A - Infrared Absorption <197A>,Identification B,Identification C - Chloride <191>,Loss on Drying <731>,Organic Inpurities,Residual Solvents <467> (if required),Residue on Ignition <281>,USP Diphenhydramine Hydrochloride RS., USP Diphenhydramine Related Compound A RS,(blank) | SAC 17025
11709 | Dipotassium Phosphate by EP7/S8 - pg 1870, 25 g | Appearance of Solution (2.2.1 & 2.2.2, II) (requires Solution S),Arsenic (2.4.2, A) (requires Solution S),Assay [requires Loss on drying (2.2.32)],Bacterial Endotoxins (2.6.14),CHARACTERS,Chlorides (2.4.4) (requires Solution S),Heavy Metals (2.4.8, A),Identification A (2.2.4) (requires Solution S),Identification B - Phosphates (2.3.1, b) (requires Solution S),Identification C - Potassium (2.3.1, a) (requires Solution S),Iron (2.4.9) (requires Solution S),Loss on Drying (2.2.32),Monopotassium Phosphate,Reducing Substances (requires Solution S),Sodium (2.2.22, I),Sodium (by ICPMS, not validated),Solution S,Sulfates (2.4.13) (requires Solution S),(blank) | SAC 17025
11710 | Disintegration | <701> | SAC 17025
11711 | Disodium Edetate by EP7/S8 - pg 1874, 50 g | Appearance of Solution (2.2.1 & 2.2.2, II) (requires Solution S),Assay,CHARACTERS,EP Disodium Edetate CRS.,Heavy Metals (2.4.8, F),Identification A - Infrared Absorption Spectrophotometry (2.2.24),Identification B,Identification C,Identification D - Sodium (2.3.1, a & b),Impurity A (2.2.29),Iron (2.4.9) (requires Solution S),pH (2.2.3) (requires Solution S),Solution S,(blank) | SAC 17025
11712 | Disodium EDTA | See USP Edetate Disodium,(blank) | SAC 17025
11713 | Disodium Hydrogen Phosphate Dihydrate | See Dibasic Sodium Phosphate by USP,See Disodium Phosphate Dihydrate by EP,(blank) | SAC 17025
11714 | Disodium Hydrogen Phosphate Dihydrate by BP2013 - pg 759, 35 g | Appearance of Solution (2.2.1 & 2.2.2, II) (requires Solution S),Arsenic (2.4.2, A) (requires Solution S),Assay [requires Loss on drying (2.2.32)],CHARACTERS - Appearance,CHARACTERS - Solubility,Chlorides (2.4.4) (requires Solution S),Heavy Metals (2.4.8, A) (requires Solution S),Identification A (2.2.4) (requires Solution S),Identification B - Loss on Drying,Identification C - Phosphates (2.3.1, b) (requires Solution S),Identification D - Sodium (2.3.1, a) (requires Solution S),Iron (2.4.9) (requires Solution S),Loss on Drying (2.2.32),Monosodium Phosphate,Reducing Substances (requires Solution S),Solution S,Sulfates (2.4.13) (requires Solution S),(blank) | SAC 17025
11715 | Disodium Hydrogen Phosphate, Anhydrous by JPE - pg 257, 25 g | Assay,DESCRIPTION,Identification,Loss on Drying,pH,Purity (1) Clarity and Color of Solution,Purity (2) Chloride,Purity (3) Sulfate,Purity (4) Carbonate,Purity (5) Heavy Metals,Purity (6) Arsenic 1,(blank) | SAC 17025
11716 | Disodium Phosphate Dihydrate by EP7/S8 - pg 3641, 35 g | Appearance of Solution (2.2.1 & 2.2.2, II) (requires Solution S),Arsenic (2.4.2, A) (requires Solution S),Assay [requires Loss on drying (2.2.32)],CHARACTERS - Appearance,CHARACTERS - Solubility,Chlorides (2.4.4) (requires Solution S),Heavy Metals (2.4.8, A) (requires Solution S),Identification A (2.2.4) (requires Solution S),Identification B - Loss on Drying,Identification C - Phosphates (2.3.1, b) (requires Solution S),Identification D - Sodium (2.3.1, a) (requires Solution S),Iron (2.4.9) (requires Solution S),Loss on Drying (2.2.32),Monosodium Phosphate,Reducing Substances (requires Solution S),Solution S,Sulfates (2.4.13) (requires Solution S),(blank) | SAC 17025
11717 | Disodium Phosphate Dodecahydrate by EP7/S8 - pg 3642, 35 g | Appearance of Solution (2.2.1 & 2.2.2, II) (requires Solution S),Arsenic (2.4.2, A) (requires Solution S),Assay,CHARACTERS,Chlorides (2.4.4) (requires Solution S),Heavy Metals (2.4.8, A) (requires Solution S),Identification A (2.2.4) (requires Solution S),Identification B - Water (2.5.12),Identification C - Phosphates (2.3.1, b) (requires Solution S),Identification D - Sodium (2.3.1, a) (requires Solution S),Iron (2.4.9) (requires Solution S),Monosodium Phosphate,Reducing Substances (requires Solution S),Solution S,Sulfates (2.4.13) (requires Solution S),Water (2.5.12),(blank) | SAC 17025
11718 | Disodium Phosphate, Anhydrous by EP7/S8 - pg 3641 20 g | Appearance of Solution (2.2.1 & 2.2.2, II) (requires Solution S),Arsenic (2.4.2) (requires Solution S),Assay [requires Loss on drying (2.2.32)],CHARACTERS,Chlorides (2.4.4) (requires Solution S),Heavy Metals (2.4.8, A) (requires Solution S),Identification A (2.2.4) (requires Solution S),Identification B,Identification C - Phosphates (2.3.1, b) (requires Solution S),Identification D - Sodium (2.3.1, a) (requires Solution S),Iron (2.4.9) (requires Solution S),Loss on Drying (2.2.32),Monosodium Phosphate,Reducing Substances (requires Solution S),Solution S,Sulfates (2.4.13) (requires Solution S),(blank) | SAC 17025
11719 | Dissolution | <2060> | SAC 17025
11720 | Dissolution | <711> | SAC 17025
11721 | Distillation Range | 2.2.11 | SAC 17025
11722 | Dithizone by ACS10/S3 - pg 303, 5 g | Assay,Heavy Metals,Ratio of Absorbances (requires Assay),Residue After Ignition ,(blank) | SAC 17025
11723 | DL-Panthenol by FCC8/S3 - pg 840, 50 g | Aminopropanol,Assay (requires Loss on Drying),DESCRIPTION,Identification A,Identification B,Identification C - Infrared Absorption,Lead,Lead (ICPMS not validated),Loss on Drying,Melting Range or Temperature,Residue on Ignition (Sulfated Ash),USP Dexpanthanol RS.,(blank) | SAC 17025
11724 | DMAC by USP | See N,N-Dimethylacetamide,(blank) | SAC 17025
11725 | D-Mannitol by JP16/S1 - pg 1063, 50 g | Assay <2.50>,DESCRIPTION,Identification (1),Identification (2) Infrared Spectrophotometry <2.25>,Loss on Drying <2.41>,Melting Point <2.60>,Optical Rotation <2.49>,Purity (1) Clarity and Color of Solution,Purity (2) Acidity,Purity (3) Chloride <1.03>,Purity (4) Sulfate <1.14>,Purity (5) Heavy Metals <1.07> 1,Purity (6) Nickel,Purity (7) Arsenic <1.11> 1,Purity (8) Sugars <2.50>,Residue on Ignition <2.44>,(blank) | SAC 17025
11726 | DMSO by USP/ACS | see Dimethyl Sulfoxide,(blank) | SAC 17025
11727 | Docetaxel by USP36 | ADD MONOGRAPH TESTS WHEN NEEDED,(blank) | SAC 17025
11728 | Docetaxel Injection by USP36 | ADD MONOGRAPH TESTS WHEN NEEDED,(blank) | SAC 17025
11729 | Docusate Sodium by USP36/S2 - pg 3308, 100 g | Assay (Requires Water <921> I),Clarity of Solution,Heavy Metals <231>,Identification,Limit of Bis(2-Ethylhexyl) Maleate,Residual Solvents <467> (if required),Residue on Ignition <281>,USP Docusate Sodium RS., USP Bis(2-Ethylhexyl) Maleate RS.,Water Determination <921> I,(blank) | SAC 17025
11730 | Docusate Sodium Capsules by USP36/S2 - pg 3309, amount depends on concentration in capsule | Assay,Dissolution <711>,Identification A,Residual Solvents <467> (if required),Uniformity of Dosage Units <905>,USP Docusate Sodium RS.,(blank) | SAC 17025
11731 | Dorzolamide Hydrochloride by USP36/S2 - pg 3324, 15 g | Assay,Chromatographic Purity,Heavy Metals <231> II,Identification A <197A>,Identification B (requires Assay),Identification C - Chloride <191>,Limit of Dorzolamide Hydrochloride Related Compound A,Residual Solvents <467> (if required),Residue on Ignition <281>,USP Dorzolamide Hydrochloride RS, Dorzolamide Hydrochloride Related Compound A,Water <921> I,(blank) | SAC 17025
11732 | Doxorubicin Hydrochloride by USP36/S2 - pg 3331, 10 g | Assay (requires Water <921> I and Limit of Solvent Residues),Chromatographic Purity,Crystallinity <695>,Identification,Limit of Solvent Residues,pH <791>,Residual Solvents <467> (if required),USP Doxorubicin Hydrochloride RS.,Water <921> I,(blank) | SAC 17025
11733 | Doxycycline Hyclate by EP7/S8 - pg 4305, 10 g | Assay (2.2.29) [requires Water (2.5.12) & Ethanol (2.2.28)],Bacterial Endotoxins (2.6.14),CHARACTERS - Appearance,CHARACTERS - Solubility,EP Doxycycline Hyclate CRS., EP 6-Epidoxycycline Hyclate CRS., EP Metacycline Hydrochloride CRS.,Ethanol (2.2.28),Heavy Metals (2.4.8, C),Identification A,Identification B,Identification C - Chlorides (2.3.1, a),Light Absorbing Impurities (2.2.25) [requires Water (2.5.12) & Ethanol (2.2.28)],pH (2.2.3),Related Substances (2.2.29),Specific Absorbance (2.2.25) [requires Water (2.5.12) & Ethanol (2.2.28)],Specific Optical Rotation (2.2.7) [requires Water (2.5.12) & Ethanol (2.2.28)],Sulfated Ash (2.4.14),Water (2.5.12),(blank) | SAC 17025
11734 | Doxycycline Hyclate by USP36/S2 - pg 3337, 2 g | Assay,Crystallinity <695>,Identification <197A>,Other Requirements,pH <791>,Related Compounds,Residual Solvents <467> (if required),USP Doxycycline Hyclate RS., USP Endotoxin RS., USP Methacycline Hydrochloride RS.,Water <921> I,(blank) | SAC 17025
11735 | Doxylamine Hydrogen Succinate by EP7/S8 - pg 4925, 8 g | Appearance of Solution (2.2.1 & 2.2.2, II),Assay [requires Water (2.5.12)],CHARACTERS,EP Doxylamine Hydrogen Succinate CRS,Identification - Infrared Absorption Spectrophotometry (2.2.24),Related Substances (2.2.28),Sulfated Ash (2.4.14),Water (2.5.12),(blank) | SAC 17025
11736 | Doxylamine Succinate by USP36/S2 - pg 3344, 20 g | Assay (requires Loss on Drying <731>),Identification A <197U>,Identification B <181>,Identification C,Loss on Drying <731>,Melting Range <741> I,Residual Solvents <467> (if required),Residue on Ignition <281>,Sample Preparation for Identification B <181>,USP Doxylamine Succinate RS.,Volatile Related Compounds,(blank) | SAC 17025
11737 | D-Panthenol by FCC | use Dexpanthenol, aka D(+)-Pantothenyl Alcohol,(blank) | SAC 17025
11738 | Dried Sodium Carbonate by JP16/S1 - pg 1395, 15 g | Assay <2.50>,DESCRIPTION,Identification <1.09> Sodium Salt & Carbonate,Loss on Drying <2.41>,Purity (1) Clarity and Color of Solution,Purity (2) Chloride <1.03>,Purity (3) Heavy Metals <1.07>,Purity (4) Arsenic <1.11> 1,(blank) | SAC 17025
11739 | Drop Point | 2.2.17 | SAC 17025
11740 | Drospirenone by USP36 | ADD MONOGRAPH TESTS WHEN NEEDED,(blank) | SAC 17025
11741 | Drug Release | <724> | SAC 17025
11742 | Dry Residue of Extracts | 2.8.16 | SAC 17025
11743 | D-Sorbitol by JP16/S1 - pg 1421, 130 g | Assay <2.50>,Identification (1),Identification (2),Identification (3),Loss on Drying <2.41>,Purity (1) Clarity and Color of Solution, and Acidity or Alkalinity,Purity (2) Chloride <1.03>,Purity (3) Sulfate <1.14>,Purity (4) Heavy Metals <1.07> 1,Purity (5) Nickel,Purity (6) Arsenic <1.11> 1,Purity (7) Glucose,Purity (8) Sugars,Residue on Ignition <2.44>,(blank) | SAC 17025
11744 | DTPA by USP | See Pentetic Acid,(blank) | SAC 17025
11745 | E203-01 | Standard Test Method for Water Using Volumetric Karl Fischer Titration,(blank) | SAC 17025
11746 | E291-1 | Chemical Analysis of Caustic Soda and Caustic Potash,Iron,(blank) | SAC 17025
11747 | Echinacea Purpurea Herb Powder | Acid-insoluble Ash,Total Ash,(blank) | SAC 17025
11748 | Edetate Calcium Disodium by USP36/S2 - pg 3368, 25 g | Assay (Requires Water <921> I),Chloride <221>,Disodium Edetate,Heavy Metals <231> II,Identification A - Infrared Absorption <197A>,Identification B,Identification C,Limit of Nitrilotriacetic Acid,pH <791>,Residual Solvents <467> (if required),USP Edetate Calcium Disodium RS.,Water Determination <921> I,(blank) | SAC 17025
11749 | Edetate Disodium by EP | See Disodium Edetate,(blank) | SAC 17025
11750 | Edetate Disodium by USP36/S2 - pg 3370, 30 g | Assay (requires Loss on Drying <731>),Calcium,Heavy Metals <231> II,Identification A - Infrared Absorption <197A>,Identification B,Identification C - Sodium <191>,Limit of Nitrilotriacetic Acid,Loss on Drying <731>,pH <791>,Residual Solvents <467> (if required),USP Edetate Disodium RS.,(blank) | SAC 17025
11751 | Edetate Disodium Injection by USP36/S2 - pg 3371, 10 g in sol | Assay,Bacterial Endotoxins <85>,Identification - Sodium <191> (requires Identification Prep),Identification <197A> (requires Identification Prep),Identification Prep,Other Requirements <1>,pH <791>,Residual Solvents <467> (if required),USP Edetate Disodium RS., USP Endotoxin RS.,(blank) | SAC 17025
11752 | Edetic Acid by NF31/S2 - pg 1999, 35 g | Assay,Heavy Metals <231> II,Identification <197A>,Iron,Limit of Nitrilotriacetic Acid,Residual Solvents <467> (if required),Residue on Ignition <281>,USP Edetic Acid RS.,(blank) | SAC 17025
11753 | EDTA by NF | See Edetic Acid,(blank) | SAC 17025
11754 | EDTA by USP | See Edetate Disodium,(blank) | SAC 17025
11755 | EDTA Disodium Salt by ACS | use (Ethylenedinitrilo)tetraacetic Acid, Disodium Salt Dihydrate,(blank) | SAC 17025
11756 | EDTA, Free Acid by ACS | See (Ethylenedinitrilo)tetraacetic Acid,(blank) | SAC 17025
11757 | Electrophoresis | <726> | SAC 17025
11758 | Electrophoresis | 2.2.31 | SAC 17025
11759 | Enalapril Maleate by USP36/S2 - pg 3394, 15 g | Assay (requires Loss on Drying <731>),Heavy Metals <231> II,Identification A <197A>,Identification B,Loss on Drying <731>,Related Compounds,Residual Solvents <467> (if required),Residue on Ignition <281>,Specific Rotation <781S> (requires Loss on Drying <731>),USP Enalapril Maleate RS.,(blank) | SAC 17025
11760 | Enrofloxacin by WCAS | Identification,(blank) | SAC 17025
11761 | Enteric Coated Aspirin by USP | (use Aspirin Delayed-Release Tablets),(blank) | SAC 17025
11762 | EP Monograph Testing | (blank) | SAC 17025
11763 | Epinastine Hydrochloride by EP7/S8 - pg 1928, 10 g | Acidity or Alkalinity,Assay [requires Loss on drying (2.2.32)],CHARACTERS,EP Epinastine Hydrochloride CRS., EP Epinastine for System Suitability CRS.,Heavy Metals (2.4.8, H),Identification A (2.2.24),Identification B - Chlorides (2.3.1, a),Loss on Drying (2.2.32),Related Substances (2.2.29),Sulfated Ash (2.4.14),(blank) | SAC 17025
11764 | Epinephrine Assay | <391> | SAC 17025
11765 | Epinephrine by USP36/S2 - pg 3416, 7 g | Assay (requires Loss on Drying <731>),Identification A,Limit of Adrenalone,Limit of Norepinephrine,Loss on Drying <731>,Residual Solvents <467> (if required),Residue on Ignition <281>,Specific Rotation <781S> (requires Loss on Drying <731>),USP Epinephrine Bitartrate RS., USP Norephinephrine Bitartrate RS.,(blank) | SAC 17025
11766 | Epinephrine Hydrochloride by USP | See Racepinephrine Hydrochloride,(blank) | SAC 17025
11767 | Epinephrine Injection by USP36/S2 - pg 3418, amount required depends on label claim | Assay,Bacterial Endotoxins <85>,Color and Clarity,Identification A,Identification B,Other Requirements <1>,pH <791>,Residual Solvents <467> (if required),Total Acidity,USP Epinephrine Bitartrate RS., USP Endotoxin RS.,(blank) | SAC 17025
11768 | Ergocalciferol by EP7/S8 - pg 1931, 5 g | Assay (2.2.29),CHARACTERS,EP Ergocalciferol CRS., EP Ergosterol CRS., EP Cholecalciferol for System Suitability CRS.,Ergosterol (2.2.27),Identification (2.2.24),Reducing Substances (2.2.25),Specific Optical Rotation (2.2.7),(blank) | SAC 17025
11769 | Ergocalciferol by USP36/S1 - pg 3427, 5 g | Assay,Identification A - Infrared Absorption <197A>,Identification B - Ultraviolet Absorption <197U>,Identification C,Identification D <621>,Melting Range or Temperature <741> Ib,Reducing Substances,Residual Solvents <467> (if required),Specific Rotation <781S>,USP Ergocalciferol RS., USP Ergosterol RS., USP Vitamin D Assay System Suitability RS.,(blank) | SAC 17025
11770 | Ergonovine Maleate by USP36/S2 - pg 3435, 5 g | Assay (requires Loss on Drying),Identification A <197A>,Identification B <197U> (requires Loss on Drying <731>),Identification C,Loss on Drying <731>,Related Alkaloids,Residual Solvents <467> (if required),Specific Rotation <781S> (requires Loss on Drying <731>),USP Ergonovine Maleate RS.,(blank) | SAC 17025
11771 | Erythritol by EP7/S8 - pg 1935, 50 g | Appearance of Solution (2.2.1 & 2.2.2, II),Assay [requires Water (2.5.12)],Bacterial Endotoxins (2.6.14),CHARACTERS,Conductivity (2.3.38),EP Erythritol CRS.,Identification A (2.2.14),Identification B (2.2.24),Lead (2.4.10),Microbial Contamination (2.6.12 & 2.6.13),Related Substances (2.2.29),Water (2.5.12),(blank) | SAC 17025
11772 | Erythritol by FCC8/S3 - pg 381, 45 g | Assay (requires Loss on Drying),DESCRIPTION,Identification A,Identification B - Infrared Absorption,Lead (by ICPMS, not validated),Lead I,Loss on Drying,Reducing Sugars (as Glucose),Residue on Ignition (Sulfated Ash),Ribitol and Glycerol,USP Erythritol RS., USP Glycerin RS.,(blank) | SAC 17025
11773 | Erythritol by JPE - pg 30, 45 g | Assay,DESCRIPTION,Identification,Loss on Drying,Melting Point,Purity (1) Clarity and Color of Solution,Purity (2) Chloride,Purity (3) Sulfate,Purity (4) Heavy Metals,Purity (5) Arsenic,Purity (6) Nitrogen,Purity (7) Sugars,Residue on Ignition,(blank) | SAC 17025
11774 | Erythromycin by EP7/S8 - pg 3920, 5 g | Assay (2.2.29) [requires Water (2.5.12)],CHARACTERS,EP Erythromycin A CRS., EP Spiramycin CRS., EP Erythromycin B CRS., EP Erythromycin C CRS., EP N-Demethylerythromycin A CRS.,Identification A (2.2.24),Identification B (2.2.27),Identification C,Identification D,Related Substances (2.2.29),Specific Optical Rotation (2.2.7) [requires Water (2.5.12)],Sulfated Ash (2.4.14),Thiocyanate (2.2.25),Water (2.5.12),(blank) | SAC 17025
11775 | Erythromycin by USP36/S2 - pg 3443, 5 g | Assay (Requires Water <921> I),Crystallinity <695>,Identification,Limit of Related Substances,Limit of Thiocyanate,Residual Solvents <467> (if required),Residue on Ignition <281>,Specific Rotation <781S> (requires Water <921> I),USP Erythromycin B RS., USP Erythromycin C RS., USP Erythromycin Related Compound N RS.,USP Erythromycin RS.,Water <921> I,(blank) | SAC 17025
11776 | Erythromycin Ethylsuccinate by USP36/S2 - pg 3452, 5 g | Assay (requires Water),Crystallinity <695>,Identification <197S>,Related Compounds (requires Assay),Residual Solvents <467> (if required),Residue on Ignition <281>,USP Erythromycin RS, Erythromycin B RS, Erythromycin C RS, Erythromycin Related Compound N RS, Erythromycin Ethylsuccinate RS,Water <921> I,X-Ray Diffraction <941> (ONLY if amorphous),(blank) | SAC 17025
11777 | Ester Value | 2.5.2 | SAC 17025
11778 | Estradiol by USP36/S2 - pg 3470, 15 g | Assay (Requires Water <921> I),Chromatographic Purity,Identification A <197A>,Identification B <197U> (requires Water <921> I),Melting Range or Temperature <741> I,Residual Solvents <467> (if required),Specific Rotation <781S> (requires Water <921> I),USP Estradiol RS., USP Estrone RS.,Water <921> I,(blank) | SAC 17025
11779 | Estriol by USP36/S2 - pg 3485, 5 g | Assay,Chromatographic Purity,Completeness of Solution,Identification A <197A>,Identification B <197U>,Loss on Drying <731>,Residual Solvents <467> (if required),Residue on Ignition <281>,Specific Rotation <781S> (requires Loss on Drying <731>),USP Estriol RS.,(blank) | SAC 17025
11780 | Ethanol (96 Per Cent) by BP2013 - pg 864, 2 L | Absorbance (2.2.25),Acidity or Alkalinity,Appearance (2.2.1 & 2.2.2, II),CHARACTERS - Appearance,CHARACTERS - Boiling Point,CHARACTERS - Solubility,Identification A - Relative Density,Identification B - Infrared Absorption Spectrophotometry (2.2.24),Identification C,Identification D,Ph. Eur. Reference Spectrum Ethanol (96 Per Cent).,Relative Density (2.2.5),Residue on Evaporation,Volatile Impurities - Gas Chromatography (2.2.28),(blank) | SAC 17025
11781 | Ethanol (96 Per Cent) by EP7/S8 - pg 1964, 1.5 L | Absorbance (2.2.25),Acidity or Alkalinity,Appearance (2.2.1 & 2.2.2, II),CHARACTERS - Appearance,CHARACTERS - Boiling Point,CHARACTERS - Solubility,Identification A - Relative Density,Identification B - Infrared Absorption Spectrophotometry (2.2.24),Identification C,Identification D,Ph. Eur. Reference Spectrum Ethanol (96 Per Cent).,Relative Density (2.2.5),Residue on Evaporation,Volatile Impurities - Gas Chromatography (2.2.28),(blank) | SAC 17025
11782 | Ethanol by FCC | See Ethyl Alcohol,(blank) | SAC 17025
11783 | Ethanol by USP | See Alcohol,(blank) | SAC 17025
11784 | Ethanol, Anhydrous by EP7/S8 - pg 1966, 1.5 L | Absorbance (2.2.25),Acidity or Alkalinity,Appearance (2.2.1 & 2.2.2, II),CHARACTERS,Identification A,Identification B (2.2.24),Identification C,Identification D,Ph. Eur. Reference Spectrum of Anhydrous Ethanol.,Relative Density (2.2.5),Residue on Evaporation,Volatile Impurities (2.2.28),(blank) | SAC 17025
11785 | Ethanol, Anhydrous by JP16/S1 - pg 803 & 2413, 2 L (*Harmonized with EP/USP) | DESCRIPTION,Identification (1) Infrared Spectrophotometry <2.25>*,Purity (1) Clarity and Color of Solution*,Purity (2) Acidity or Alkalinity*,Purity (3) Volatile Impurities <2.02>*,Purity (4) Other Impurities (Absorbance) <2.24>*,Purity (5) Residue on Evaporation*,Specific Gravity <2.56>*,(blank) | SAC 17025
11786 | Ethanolamine by NF | See Monoethanolamine,(blank) | SAC 17025
11787 | Ethyl Acetate by ACS10/S3 - pg 307, 200 mL | Assay (requires Water),Color APHA,Residue after Evaporation,Substances Darkened by Sulfuric Acid,Titrable Acid,Ultraviolet Spectrophotometry,Water,(blank) | SAC 17025
11788 | Ethyl Acetate by EP7/S8 - pg 1972, 300 mL | Acidity,Appearance of Solution (2.2.1 & 2.2.2, II),CHARACTERS,Identification A (2.2.12),Identification B (2.2.24),Identification C - Acetyl (2.3.1),Identification D - Esters (2.3.1),Ph. Eur. Reference Spectrum of Ethyl Acetate.,Reaction with Sulfuric Acid,Refractive Index (2.2.6),Related Substances (2.2.28),Relative Density (2.2.5),Residue on Evaporation,Water (2.5.12),(blank) | SAC 17025
11789 | Ethyl Acetate by JPE - pg 128, 75 mL | Acid Value,Assay,Identification (1),Identification (2),Refractive Index,Specific Gravity,(blank) | SAC 17025
11790 | Ethyl Acetate by NF31/S2 - pg 2004, 100 mL | Acidity,Assay,Chromatographic Purity,Identification A,Limit of Methyl Compounds,Limit of Nonvolatile Residue,Readily Carbonizable Substances <271>,Residual Solvents <467> (if required),Specific Gravity <841>,(blank) | SAC 17025
11791 | Ethyl Alcohol by ACS10/S3 - pg 208, 640 mL | Acetone, Isopropyl Alcohol,Assay,Color APHA,Methanol,Residue after Evaporation ,Solubility in Water,Substances Darkened by Sulfuric Acid,Substances Reducing Permanganate,Titrable Base,Titratable Acid,Ultraviolet Spectrophotometry,(blank) | SAC 17025
11792 | Ethyl Alcohol by EP/BP | See Ethanol,(blank) | SAC 17025
11793 | Ethyl Alcohol by FCC8/S3 - pg 399, 1 L | Acidity (as Acetic Acid),Alkalinity (as NH3),Assay - Specific Gravity,DESCRIPTION,Fusel Oil,Ketones, Isopropyl Alcohol,Lead (by ICPMS, not validated),Lead I,Methanol,Nonvolatile Residue,Solubility in Water,Substances Darkened by Sulfuric Acid,Substances Reducing Permanganate,(blank) | SAC 17025
11794 | Ethyl Alcohol by USP | See Alcohol,(blank) | SAC 17025
11795 | Ethyl Alcohol, Absolute by ACS10/S3 - pg 310, 700 mL | Acetone, Isopropyl Alcohol,Assay,Color APHA,Methanol,Residue after Evaporation ,Solubility in Water,Substances Darkened by Sulfuric Acid,Substances Reducing Permanganate,Titrable Base,Titratable Acid,Ultraviolet Spectrophotometry,Water by Volumetric, Karl-Fischer Titration (not validated),Water II,(blank) | SAC 17025
11796 | Ethyl Maltol by NF31/S2 - pg 2006, 6g | Assay (requires Water Determination <921> I),Identification A - Infrared Absorption <197S>,Residual Solvents <467> (if required),Residue on Ignition <281>,USP Ethyl Maltol RS.,Water Determination <921> I,(blank) | SAC 17025
11797 | Ethylcellulose by NF31/S2 - pg 6552, 50 g | Acetaldehyde,Acidity or Alkalinity,Assay (requires Loss on Drying <731>),Chlorides,Heavy Metals <231> II,Identification A - Infrared Absorption <197A>,Loss on Drying <731>,Residual Solvents <467> (if required),Residue on Ignition <281>,USP Ethylcellulose RS.,Viscosity - Capillary Viscometer Methods <911> (requires Loss on Drying <731>),(blank) | SAC 17025
11798 | Ethylene Glycol and Diethylene Glycol in Ethoxylated Substances | 2.4.30 | SAC 17025
11799 | Ethylene Glycol by USP36/S2 - Reagent Specifications - pg 1165, 400 mL | Acidity,Boiling Range (Reagent Test),Chloride (Reagent Test),Description - Appearance & Solubility,Residual Solvents <467>,Residue on Ignition,Specific Gravity <841>,Water <921> I,(blank) | SAC 17025
11800 | Ethylene Glycol, Extracting Medium, General Procedure, Heavy Metals <231>, Sample Preparation, Sample Preparation Extract, Total Terephthaloyl Moieties, Biological Tests, Buffering Capacity, Colorant Extraction, Components Used in Contact with Oral Liquids, Differential Scanning Calorimetry, Heavy Metals <231>, Heavy Metals and Nonvolatile Residue, Heavy Metals, Total Terephthaloyl Moieties, and Ethylene Glycol, Infrared Spectroscopy, Multiple Internal Reflectance, Nonvolatile Residue, Residue on Ignition <281>, Testing Parameters, Thermal Analysis <891>, USP High-Density Polyethylene RS., USP Homopolymer Polypropylene RS., USP Copolymer Polypropylene RS., USP Low-Density Polyethylene RS., USP Polyethylene Terephthalate RS., USP Polyethylene Terepthalate G RS.,Containers-Plastics,Physicochemical Tests,Polyethylene Containers - High-Density Polyethylene,Polyethylene Containers - Low-Density Polyethylene,Polyethylene Terephthalate Bottles and Polyethylene Terephthalate G Containers,Polypropylene Containers,Test Methods | <661> | SAC 17025
11801 | Ethylene Oxide and Dioxan | 2.4.25 | SAC 17025
11802 | Ethylenediamine by USP36/S2 - pg 3512, 20 mL | Assay,Heavy Metals <231> I,Identification,Residual Solvents <467> (if required),(blank) | SAC 17025
11803 | Ethylenediaminetetraacetic Acid by NF | See Edetic Acid,(blank) | SAC 17025
11804 | Etoposide by USP36/S2 - pg 3523, 10 g | Assay (Requires Water <921> I),Heavy Metals <231> II,Identification A <197A>,Identification B,Related Compounds,Residual Solvents <467> (if required),Residue on Ignition <281>,Specific Rotation <781S> (requires Water <921> I),USP Etoposide RS., Etoposide Resolution Mixture RS.,Water <921> I,(blank) | SAC 17025
11805 | Etoposide Capsules by USP36/S2 - pg 3524, 100 Capsules | Assay,Dissolution <711>,Identification A <197A> (requires Sample Preparation for USP Identification A),Identification B,Related Compounds,Residual Solvents <467> (if required),Sample Preparation for USP Identification A,Uniformity of Dosage Units <905>,USP Etoposide RS., Etoposide Related Compound A RS.,(blank) | SAC 17025
11806 | Extractables and Leachables Studies | Consulting and Testing | SAC 17025
11807 | Failure Analysis | Consulting and Testing | SAC 17025
11808 | Falling Ball Viscometer Method | 2.2.49 | SAC 17025
11809 | Famotidine by EP7/S8 - pg 5465, 12 g | Appearance of Solution (2.2.1 & 2.2.2, II),Assay [requires Loss on drying (2.2.32)],CHARACTERS,EP Famotidine CRS., EP Famotidine Impurity D CRS., EP Famotidine for System Suitability CRS.,Heavy Metals (2.4.8, H),Identification - Infrared Absorption Spectrophotometry (2.2.24),Loss on Drying (2.2.32),Related Substances - Liquid Chromatography (2.2.29),Sulfated Ash (2.4.14),(blank) | SAC 17025
11810 | Famotidine by USP36/S2 - pg 3528, 20 g | Assay (requires Loss on Drying <731>),Heavy Metals <231> II ,Identification <197A>,Loss on Drying <731>,Organic Impurities <621>,Residual Solvents <467> (if required),Residue on Ignition <281>,USP Famotidine RS., USP Famotidine Related Compound B RS., USP Famotidine Related Compound C RS., USP Famotidine Related Compound D RS., USP Famotidine Related Compound E RS., USP Famotidine Related Compound F RS.,(blank) | SAC 17025
11811 | Fatty Oils and Resinified Essential Oils in Essential Oils | 2.8.7 | SAC 17025
11812 | Fenofibrate by USP36/S2 - pg 3544, 40 g | Acidity,Assay (requires Loss on Drying <731>),Chloride <221>,Color and Achromicity <631>,Heavy Metals <231> II,Identification - Infrared Absorption <197A>,Loss on Drying <731>,Melting Range or Temperature <741> Ia,Organic Impurities,Residual Solvents <467> (if required),Residue on Ignition <281>,Sulfate <221>,USP Fenofibrate RS., USP Fenofibrate Related Compound A RS., USP Fenofibrate Related Compound B RS., USP Fenofibrate Related Compound C RS.,(blank) | SAC 17025
11813 | Fentanyl Citrate by EP7/S8 - pg 4930, 10 g | Appearance of Solution (2.2.1 & 2.2.2, II),Assay [requires Loss on drying (2.2.32)],CHARACTERS,Identification (2.2.24),Loss on Drying (2.2.32),Ph. Eur. Reference Spectrum of Fentanyl Citrate, EP Fentanyl for System Suitability CRS (containing impurities A, B, C and D),Related Substances (2.2.29),(blank) | SAC 17025
11814 | Fentanyl Citrate by USP36/S2 - pg 3556, 15 g | Assay (requires Loss on Drying <731>),Heavy Metals <231> II,Identification A <197A>,Identification B <197U>,Loss on Drying <731>,Ordinary Impurities <466>,Residual Solvents <467> (if required),Residue on Ignition <281>,USP Fentanyl Citrate RS.,(blank) | SAC 17025
11815 | Fentanyl Citrate Injection by USP36/S2 - pg 3556, see tests for volume needed | Assay,Bacterial Endotoxins <85>,Identification,Other Requirements <1>,pH <791>,Residual Solvents <467> (if required),USP Endotoxin RS., USP Fentanyl Citrate RS.,(blank) | SAC 17025
11816 | Ferric Ammonium Citrate, Brown by FCC8/S3 - pg 441, 10 g | Assay - Iron Content,DESCRIPTION,Ferric Citrate,Identification A,Identification B,Identification C,Lead (by ICPMS, not validated),Lead I,Mercury (by ICPMS, not validated),Mercury I,Oxalate,Sulfate,(blank) | SAC 17025
11817 | Ferric Chloride Hexahydrate by ACS10/S3 - pg 322, 150 g | Assay,Ca, Cu, Mg, K, Na, & Zn ( by ICPMS, not validated),Calcium, Copper, Magnesium, Potassium, Sodium, and Zinc,Ferrous Iron,GENERAL DESCRIPTION,Insoluble Matter,Nitrate 1 (requires Sample Solution S),Phosphorus Compounds,Sample Solution S,Sulfate 1 (requires Sample Solution S),(blank) | SAC 17025
11818 | Ferric Citrate (no known monograph) | Low Level Arsenic (using ICPMS),Mercury (using ICPMS),Powder Fineness <811>,Residual Solvent - Ethanol,(blank) | SAC 17025
11819 | Ferric Nitrate Nonahydrate by ACS10/S3 - pg 324, 150 g | Assay,Ca, Mg, K, Na (by ICPMS, not validated),Chloride,Insoluble Matter,Sulfate,(blank) | SAC 17025
11820 | Ferric Oxide by NF31/S2 - pg 2016, 50 g | Acid-Insoluble Substances,Assay,Identification - Iron <191>,Limit of Arsenic,Limit of Lead,Mercury <261> IIa,Organic Colors and Lakes,Residual Solvents <467> (if required),Water-Soluble Substances,(blank) | SAC 17025
11821 | Ferronyl Iron (no known monograph) | Acid-Insoluble Substances,Ammonia,Bulk Density <616>,Low Level Arsenic (using ICPMS),Mercury (using ICPMS),Powder Fineness <811>,(blank) | SAC 17025
11822 | Ferrous Citrate by FCC8/S3 - pg 450, 25 g | Assay - Ferrous Iron Content,Chloride,DESCRIPTION,Ferric Iron,Identification - Citrate,Identification - Iron (Ferrous Salts),Lead,Lead (by ICPMS, not validated),Sulfate,(blank) | SAC 17025
11823 | Ferrous Fumarate by EP7/S8 - pg 2009, 25 g | Arsenic (2.4.2, A),Assay [requires Loss on drying (2.2.32)],Cadmium (by ICPMS, not validated),Cd, Cr, Pb, Hg, Ni, Zn by ICPMS (not validated),CHARACTERS,Chromium (by ICPMS, not validated),EP Fumaric Acid CRS.,Ferric Ion,Identification A (2.2.27),Identification B ,Identification C - Iron (2.3.1, a),Lead (by ICPMS, not validated),Loss on Drying (2.2.32),Mercury (by ICPMS, not validated),Nickel (by ICPMS, not validated),Solution S,Sulfates (2.4.13),Zinc (by ICPMS, not validated),(blank) | SAC 17025
11824 | Ferrous Fumarate by FCC8/S3 - pg 451, 25 g | Assay (requires Loss on Drying),DESCRIPTION,Ferric Iron,Identification - Iron,Lead,Lead (by ICPMS, not validated),Loss on Drying,Melting Range or Temperature Determination,Mercury II,Sulfate,(blank) | SAC 17025
11825 | Ferrous Fumarate by USP36/S2 - pg 3558, 30 g | Arsenic <211> I,Assay (requires Loss on Drying <731>),Identification A - Infrared Absorption,Identification B - Iron <191>,Lead (by ICPMS, not validated),Limit of Ferric Iron,Limit of Lead,Loss on Drying <731>,Mercury,Residual Solvents <467> (if required),Sulfate,USP Fumaric Acid RS.,(blank) | SAC 17025
11826 | Ferrous Gluconate by USP36/S2 - pg 3562, 40 g | Arsenic <211> I,Assay (requires Loss on Drying <731>),Chloride <221>,Identification A - Thin-Layer Chromatography,Identification B - Ferrous Ion,Lead (by ICPMS, not validated),Lead and Mercury (by ICPMS, not validated),Limit of Ferric Iron,Limit of Lead,Loss on Drying <731>,Mercury (by ICPMS, not validated),Mercury <261>,Oxalic Acid,Reducing Sugars,Residual Solvents <467> (if required),Sulfate <221>,USP Potassium Gluconate RS.,(blank) | SAC 17025
11827 | Ferrous Sulfate by USP36/S2 - pg 3566, 15 g | Arsenic <211> I,Assay,Identification A - Iron, Ferrous Salts <191> and Sulfate <191>,Lead,Lead (by ICPMS, not validated),Mercury,Residual Solvents <467> (if required),(blank) | SAC 17025
11828 | Ferrous Sulfate Heptahydrate by ACS10/S3 - pg 328, 30 g | Assay,Calcium, Copper, Magnesium, Manganese, Potassium, Sodium and Zinc (by ICPMS, not validated),Chloride,Ferric Iron,Insoluble Matter,Phosphate,(blank) | SAC 17025
11829 | Fluconazole by USP36/S2 - pg 3592, 5 g | Assay (requires Loss on Drying <731>),Clarity and Color of Solution,Identification A - Infrared Absorption <197A>,Identification B - Ultraviolet Absorption <197U>,Iron <241>,Loss on Drying <731>,Organic Impurities, Procedure 1,Organic Impurities, Procedure 2 ,Organic Impurities, Procedure 3,Residual Solvents <467> (if required),Residue on Ignition <281>,USP Desacetyl Diltiazem Hydrochloride RS., USP Fluconazole RS., USP Fluconazole Related Compound A RS., USP Fluconazole Related Compound B RS., USP Fluconazole Related Compound C RS.,(blank) | SAC 17025
11830 | Fluconazole by WCAS | Identification,(blank) | SAC 17025
11831 | Fluocinolone Acetonide by EP7/S8 - pg 2041, 5 g | Assay [requires Loss on drying (2.2.32)],CHARACTERS - Appearance,CHARACTERS - Solubility, Polymorphism (5.9),EP Fluocinolone Acetonide CRS.,Identification A - Infrared Absorption Spectrophotometry (2.2.24),Identification B,Loss on Drying (2.2.32),Related Substances (2.2.29),Specific Optical Rotation (2.2.7) [requires Loss on Drying (2.2.32)],(blank) | SAC 17025
11832 | Fluorescein Sodium by USP36/S2 - pg 3620, 5 g | Acriflavine,Assay (Requires Water <921> I),Identification A,Identification B - Sodium <191>,Identification C,Residual Solvents <467> (if required),USP Diacetylfluorescein RS.,Water <921> I,Zinc,(blank) | SAC 17025
11833 | Fluorides | 2.4.5 | SAC 17025
11834 | Fluorimetry | 2.2.21 | SAC 17025
11835 | Fluorometholone by USP36/S2 - pg 3626, 3 g | Assay,Identification A <197A>,Identification B <197U>,Identification C,Loss on Drying <731>,Residual Solvents <467> (if required),Residue on Ignition <281>,Specific Rotation <781S>,USP Fluorometholone RS,(blank) | SAC 17025
11836 | Fluorouracil by USP36/S2 - pg 3629, 15 g | Assay (requires Loss on Drying <731>),Content of Fluorine,Heavy Metals <231> II,Identification A <197A>,Identification B <197U> (requires Loss on Drying <731>),Identification C,Loss on Drying <731>,Residual Solvents <467> (if required),Residue on Ignition <281>,USP Fluorouracil RS.,(blank) | SAC 17025
11837 | Fluoxetine Hydrochloride by USP36/S2 - pg 3632, 15 g | Assay (Requires Water <921> I),Heavy Metals <231> II,Identification A <197A>,Identification B - Chloride <191>,Related Compounds,Residual Solvents <467> (if required),USP Fluoxetine Hydrochloride RS., USP Fluoxetine Related Compound A RS., USP Fluoxetine Related Compound B RS.,Water <921> I,(blank) | SAC 17025
11838 | Flurbiprofen by USP36/S2 - pg 3648, 16 g | Assay (requires Loss on Drying <731>),Heavy Metals <231> II,Identification A <197A>,Identification B <197U>,Loss on Drying <731>,Melting Range <741>,Related Compounds,Residual Solvents <467> (if required),Residue on Ignition <281>,USP Flurbiprofen RS, USP Flurbiprofen Related Compound A RS,(blank) | SAC 17025
11839 | Fluticasone Propionate by USP36/S2 - pg 3653, 2 g | Assay (requires Water <921> I + Limit of Acetone),Identification A - Infrared Absorption <197A>,Identification B,Limit of Acetone,Organic Impurities,Residual Solvents <467> (if required),Specific Rotation <781S> (requires Water <921> I + Limit of Acetone),USP Fluticasone Propionate RS., USP Fluticasone Propionate System Suitability Mixture RS., USP Fluticasone Propionate Resolution Mixture RS.,Water Determination <921> I,(blank) | SAC 17025
11840 | Folic Acid Assay | <411> | SAC 17025
11841 | Folic Acid by USP36/S2 - pg 3666, 25 g | Assay (Requires Water <921> I),Identification A - Ultraviolet Absorption <197U>,Related Compounds,Residual Solvents <467> (if required),Residue on Ignition <281>,USP Folic Acid RS.,Water Determination <921> I,(blank) | SAC 17025
11842 | Food Starch, Modified by FCC8/S3 - pg 462, 200 g | Crude Fat,DESCRIPTION,Identification - Copper Reduction,Identification - Iodine Stain,Identification - Microscopy,Lead,Lead (by ICPMS, not validated),Loss on Drying,Other Requirements,pH,Protein,Sulfur Dioxide,(blank) | SAC 17025
11843 | Food Starch, Unmodified by FCC8/S3 - pg 465, 200 g | Crude Fat,DESCRIPTION,Identification A,Identification B,Identification C - Microscopy,Lead (by ICPMS, not validated),Lead II,Loss on Drying,pH of Dispersions,Protein,Sulfur Dioxide,(blank) | SAC 17025
11844 | Foreign Esters in Essential Oils | 2.8.6 | SAC 17025
11845 | Foreign Matter | 2.8.2 | SAC 17025
11846 | Foreign Oils in Fatty Oils by TLC | 2.4.21 | SAC 17025
11847 | Formaldehyde Solution by ACS10/S3 - Supplement | Assay (Requires Titrable Acid),Titrable Acid,(blank) | SAC 17025
11848 | Formaldehyde Solution by USP36/S2 - pg 3669, 100 mL | Acidity,Assay,Content of Methanol,Identification A,Identification B,Residual Solvents <467> (if required),(blank) | SAC 17025
11849 | Formic Acid 98% by ACS10/S3 - pg 334, 250 mL | Acetic Acid,Ammonium,Assay,Chloride,Color (APHA),Dilution Test,Heavy Metals,Iron,Residue after Evaporation,Sulfate,Sulfite,(blank) | SAC 17025
11850 | Foscarnet Sodium Hexahydrate by EP7/S8 - pg 2069, 10 g | Appearance of Solution (2.2.1 & 2.2.2, II) (requires Solution S),Assay (2.2.20) [requires Loss on Drying (2.2.32)],Bacterial Endotoxins (2.6.14),CHARACTERS,EP Foscarnet Sodium Hexahydrate CRS., EP Foscarnet Impurity B CRS., EP Foscarnet Impurity Mixture (A & B) CRS., EP Foscarnet Impurity D CRS.,Heavy Metals,Identification A (2.2.24),Identification B - Sodium (2.3.1, a),Impurity D (2.2.28),Loss on Drying (2.2.32),pH (2.2.3) (requires Solution S),Phosphate and Phosphite (2.2.29),Related Substances (2.2.29),Solution S,(blank) | SAC 17025
11851 | Free Formaldehyde, Method A | 2.4.18 A | SAC 17025
11852 | Free Formaldehyde, Method B | 2.4.18 B | SAC 17025
11853 | Freezing Point | 2.2.18 | SAC 17025
11854 | Fructose by FCC8/S3 - pg 468, 200 g | Assay - Angular Rotation,Chloride,DESCRIPTION,Glucose,Hydroxymethylfurfural,Identification A,Identification B - Infrared Absorption,Lead (by ICPMS, not validated),Lead I,Loss on Drying,Residue on Ignition (Sulfated Ash),Sulfate,USP Fructose RS.,(blank) | SAC 17025
11855 | Fructose by USP36/S2 - pg 3681, 200 g | Acidity,Arsenic <211> II,Assay,Calcium and Magnesium (as Calcium),Chloride <221>,Color of Solution,Heavy Metals <231> I,Identification A <197A>,Limit of Hydroxymethylfurfural,Loss on Drying <731>,Residual Solvents <467> (if required),Residue on Ignition <281>,Sulfate <221>,USP Fructose RS.,(blank) | SAC 17025
11856 | Fumed Silica by NF | see Silicon Dioxide, Colloidal,(blank) | SAC 17025
11857 | Gabapentin by USP36/S2 - pg 3690, 25 g | Assay (Requires Water <921> I),Early-Eluting Impurities,Heavy Metals <231> II,Identification A <197A>,Identification B,Late-Eluting Impurities,pH <791>,Residual Solvents <467> (if required),Residue on Ignition <281>,USP Gabapentin RS., USP Gabapentin Related Compound A RS., USP Gabapentin Related Compound B RS., USP Gabapentin Related Compound D RS., USP Gabapentin Related Compound E RS.,Water Determination <921> I,(blank) | SAC 17025
11858 | Galactose by EP7/S8 - pg 2083, 125 g | Acidity or Alkalinity (requires Solution S),Appearance of Solution (2.2.1 & 2.2.2, II) (requires Solution S),Barium (requires Solution S),CHARACTERS,EP Galactose CRS., EP Glucose CRS., EP Lactose CRS.,Identification A - Infrared Absorption Spectrophotometry (2.2.24),Identification B (2.2.27),Identification C,Lead (2.4.10),Microbial Contamination,Solution S,Specific Optical Rotation (2.2.7) [requires Water (2.5.12)],Sulfated Ash (requires Solution S),Water (2.5.12),(blank) | SAC 17025
11859 | Galactose by NF31/S2 - pg 2021, 125 g | Acidity,Appearance of Solution,Barium,Identification A <197A>,Identification B <201>,Limit of Lead,Microbial Enumeration Tests <61>,Residual Solvents <467> (if required),Residue on Ignition <281>,Specific Rotation <781S> (requires Water <921> I),Tests for Specified Microorganisms <62>,USP Dextrose RS., USP Galactose RS., USP Lactose Monohydrate RS.,Water Determination <921> I,(blank) | SAC 17025
11860 | Ganciclovir by EP7/S8 - pg 2086, 10 g | Appearance of Solution (2.2.1 & 2.2.2,II),Assay [requires Water (2.5.12)],Bacterial Endotoxins (2.6.14),CHARACTERS,EP Ganciclovir CRS., EP Ganciclovir Impurity Mixture CRS.,Heavy Metals (2.4.8, F),Identification (2.2.24),Impurities,Related Substances (2.2.29),Sulfated Ash (2.4.14),Water (2.5.12),(blank) | SAC 17025
11861 | Ganciclovir by USP36/S2 - pg 3712, 5 g | Assay (requires Water),Heavy Metals <231> II,Identification A - Infrared Absorption <197A>,Identification B - Ultraviolet Absorption <197U>,Organic Impurities,Residual Solvents <467> (if required),Residue on Ignition <281>,USP Ganciclovir RS, USP Ganciclovir Related Compound A RS,Water Determination <921> I,(blank) | SAC 17025
11862 | Gas Chromatography | 2.2.28 | SAC 17025
11863 | Gelatin by FCC8/S3 - pg 478, 75 g | Ash (Total),Chromium,Chromium (by ICPMS, not validated),Cr, Pb (by ICPMS, not validated),DESCRIPTION,Identification A,Identification B,Lead (by ICPMS, not validated),Lead I,Loss on Drying,Microbial Limits,Pentachlorophenol,Protein - Nitrogen Determination,Sulfur Dioxide,(blank) | SAC 17025
11864 | Gelatin by NF31 - pg 2023, 140 g **SEE SUPPLEMENT 2 ABOVE - S2 IS THE CURRENT VERSION*** | Arsenic <211> I,Content of Sulfur Dioxide,Heavy Metals <231>,Identification A,Identification B,Odor and Water-Insoluble Substances,Residual Solvents <467> (if required),Residue on Ignition <281>,(blank) | SAC 17025
11865 | Gelatin by NF31/S2 - pg 5911, 140 g | Chromium,Gel Strength (Bloom Value),Identification A,Identification B,Identification C - For Non-Gelling Grades,Iron,Loss on Drying <731>,Microbial Enumeration Tests <61> and Tests for Specified Microorganisms <62>,Peroxides,pH,Residual Solvents <467> (if required),Sulfur Dioxide,Water Conductivity <645>,Zinc,(blank) | SAC 17025
11866 | Gentamicin Sulfate by EP7/S8 - pg 4944, 25 g | Appearance of Solution (2.2.1 & 2.2.2, II) (requires Solution S),Assay (2.7.2),Bacterial Endotoxins (2.6.14),CHARACTERS,Composition (2.2.29),EP Gentamicin Sulfate CRS., EP Gentamicin for Peak Identification CRS., EP Sisomicin Sulfate CRS.,Identification A (2.2.27),Identification B,Identification C - Sulfates (2.3.1, a),Methanol (2.4.24, System B),pH (2.2.3) (requires Solution S),Related Substances (2.2.29),Solution S,Specific Optical Rotation (2.2.7) [requires Water (2.5.12)],Sulfate [requires Water (2.5.12)],Sulfated Ash (2.4.14),Water (2.5.12),(blank) | SAC 17025
11867 | Gentamicin Sulfate by USP36/S2- pg 5990, 20 g | Assay (requires Loss on Drying <731>),Content of Gentamicins,Identification A <197A>,Identification B - Sulfate <191>,Limit of Methanol ,Loss on Drying <731>,Other Requirements,pH <791>,Residual Solvents <467> (if required),Residue on Ignition <281>,Specific Rotation <781S> (requires Loss on Drying <731>),USP Gentamicin Sulfate RS., USP Endotoxin RS., USP Sisomicin Sulfate RS,(blank) | SAC 17025
11868 | Gentian Violet by EP | use Methylrosanilinium Chloride,(blank) | SAC 17025
11869 | Gentian Violet by USP36/S2 - pg 3728, 15 g | Alcohol-insoluble Substances,Arsenic <211> I,Assay (Requires Water <921> I),Identification A,Identification B,Identification C,Lead,Organic Impurities,Residual Solvents <467> (if required),Residue on Ignition <281>,Water Determination <921> I,Zinc,Zinc (by ICPMS, not validated),(blank) | SAC 17025
11870 | Ginger by USP36/S2 - Dietary Supplements - pg 1470, 50 g | Absence of Specified Microorganisms <2022>,Acid-Insoluble Ash <561>,Alcohol-Soluble Extractives <561> II,Botanic Characteristics,Content of Gingerols and Gingerdiones (requires Alcohol-Soluble Extractives <561> II),Content of Starch <561> I,Foreign Organic Matter <561>,Identification A,Identification B,Identification C - Thin-Layer Chromatographic Identification Test,Limit of Shogaols,Microbial Enumeration <2021>,Pesticide Residues <561>,Residual Solvents <467> (if required),Total Ash <561>,USP Capsaicin RS., USP Ginger Constituent Mixture RS., USP Powdered Ginger RS.,Volatile Oil Content <561>,Water Determination <921> Ia,Water-Soluble Ash <561>,Water-Soluble Extractives <561> II,(blank) | SAC 17025
11871 | Ginger, Powdered by USP36/S2 - Dietary Supplements - pg 1472, 50 g | Absence of Specified Microorganisms <2022>,Acid-Insoluble Ash <561>,Alcohol-Soluble Extractives <561> II,Botanic Characteristics,Content of Gingerols and Gingerdiones (requires Alcohol-Soluble Extractives <561> II)),Content of Starch <561> I,Heavy Metals <231>,Identification A,Identification B (requires Water-Soluble Extractives <561> II),Identification C - Thin-Layer Chromatographic Identification Test,Limit of Shogaols,Microbial Enumeration <2021>,Pesticide Residues <561>,Residual Solvents <467> (if required),Total Ash <561>,USP Capsaicin RS., USP Ginger Constituent Mixture RS., USP Powdered Ginger RS.,Volatile Oil Content <561>,Water Determination <921> Ia,Water-Soluble Ash <561>,Water-Soluble Extractives <561> II,(blank) | SAC 17025
11872 | Ginkgo by USP36/S2 - Dietary Supplements - pg 1476, 100 g | <201> Test for Flavanoids,<201> Test for Terpene Lactones,Absence of Specified Microorganisms <2022>,Botanic Characteristics,Content of Flavonol Glycosides (requires Preparation),Content of Terpene Lactones,Foreign Organic Matter <561>,Heavy Metals <231> III,Loss on Drying <731>,Microbial Enumeration <2021>,Pesticide Residues <561>,Preparation for Content of Flavonol Glycosides (extraction),Residual Solvents <467> (if required),Thin-Layer Chromatographic Identification Test <201> (see below),Total Ash <561>,USP Chlorogenic Acid RS., USP Ginkgo Terpene Lactones RS., USP Isorhamnetin RS., USP Kaempferol RS., USP Quercetin RS., USP Rutin RS.,(blank) | SAC 17025
11873 | Ginseng, Asian by USP36/S2 - Dietary Supplements - pg 1325, 500 g | Acid-Insoluble Ash <561>,Alcohol-Soluble Extractives <561> II,Botanic Characteristics,Content of Ginsenosides Rb1 and Rg1 (requires Loss on Drying <731>),Foreign Organic Matter <561>,Heavy Metals <231> III,Identification A - Thin-Layer Chromatographic Identification Test,Identification B,Loss on Drying <731>,Microbial Enumeration <2021>,Microbiological Procedures for Absence of Specified Microorganisms <2022> ,Pesticide Residues <561>,Residual Solvents <467> (if required),Total Ash <561>,USP Powdered Asian Ginseng Extract RS.,(blank) | SAC 17025
11874 | Ginseng, Powdered Asian by USP36/S2 - Dietary Supplements - pg 1326, 500 g | Acid-Insoluble Ash <561>,Alcohol-Soluble Extractives <561> II,Botanic Characteristics,Content of Ginsenosides Rb1 and Rg1 (requires Loss on Drying <731>),Foreign Organic Matter <561>,Heavy Metals <231> III,Identification A - Thin-Layer Chromatographic Identification Test,Identification B,Loss on Drying <731>,Microbial Enumeration <2021>,Microbiological Procedures for Absence of Specified Microorganisms <2022> ,Pesticide Residues <561>,Residual Solvents <467> (if required),Total Ash <561>,USP Asian Ginseng Extract RS.,(blank) | SAC 17025
11875 | Glacial Acetic Acid by USP/EP/JP/FCC/ACS | See Acetic Acid, Glacial,(blank) | SAC 17025
11876 | Glucono delta-lactone by USP | use Gluconolactone,(blank) | SAC 17025
11877 | Gluconolactone by USP36/S2 - pg 3742, 30 g ***SEE ERRATA*** | Assay,Heavy Metals <231>,Identification A,Lead <251>,Reducing Substances,Residual Solvents <467> (if required),(blank) | SAC 17025
11878 | Glucosamine Hydrochloride by USP36/S2 - pg 1486, 10 g | Arsenic <211> II,Assay (requires Loss on Drying <731>),Heavy Metals <231> II,Identification A - Infrared Absorption <197A>,Identification B - Chloride <191>,Identification C,Loss on Drying <731>,pH <791>,Residual Solvents <467> (if required),Residue on Ignition <281>,Specific Rotation <781S> (requires Loss on Drying <731>),Sulfate <221>,USP Glucosamine Hydrochloride RS.,(blank) | SAC 17025
11879 | Glucosamine Sulfate Potassium Chloride by USP36/S2 - Dietary Supplements - pgs 1488, 10 g | Arsenic <211> II,Assay (requires Loss on Drying <731>),Content of Sulfate,Heavy Metals <231> II,Identification A - Infrared Absorption <197A>,Identification B - Chloride <191> & Potassium <191>,Identification C,Identification D,Loss on Drying <731>,pH <791>,Residual Solvents <467> (if required),Residue on Ignition <281>,Sodium,Specific Rotation <781S> (requires Loss on Drying <731>),USP Glucosamine Hydrochloride RS.,(blank) | SAC 17025
11880 | Glucose by JP16/S1 - pg 888, 100 g | Assay,DESCRIPTION,Identification,Loss on Drying <2.41>,Purity (1) Clarity and Color of Solution,Purity (2) Acidity,Purity (3) Chloride <1.03>,Purity (4) Sulfate <1.14>,Purity (5) Heavy Metals <1.07> 2,Purity (6) Arsenic <1.11>,Purity (7) Dextrin,Purity (8) Soluble Starch and Sulfite,Residue on Ignition <2.44>,(blank) | SAC 17025
11881 | Glucose Syrup by FCC8/S3 - pg 494, 250 g | Assay - Reducing Sugars Assay,DESCRIPTION,Identification,Lead (by ICPMS, not validated),Lead I,Residue on Ignition (Sulfated Ash),Soluble Starch,Sulfur Dioxide,Total Solids,(blank) | SAC 17025
11882 | Glucose, Anhydrous by BP2013 - pg 1035, 100 g | Acidity or Alkalinity,Appearance of Solution (2.2.1 & 2.2.2 II) (requires Solution S),Arsenic (2.4.2, A),Barium (requires Solution S),Calcium (2.4.3) (requires Solution S),CHARACTERS - Appearance,CHARACTERS - Solubility,Chlorides (2.4.4) (requires Solution S),EP Glucose CRS., EP Fructose CRS., EP Lactose CRS., EP Sucrose CRS.,Foreign Sugars, Soluble Starch, Dextrins,Identification A [requires Water (2.5.12)],Identification B - Thin-Layer Chromatography (2.2.27),Identification C,Lead (2.4.10),Lead (by ICP-MS, not validated),Pyrogens (2.6.8),Solution S,Specific Optical Rotation (2.2.7) [requires Water (2.5.12)],Sulfated Ash (2.4.14),Sulfates (2.4.13) (requires Solution S),Sulfites (2.2.25),Water (2.5.12),(blank) | SAC 17025
11883 | Glucose, Anhydrous by EP7/S8- pg 2102, 100 g | Acidity or Alkalinity,Appearance of Solution (2.2.1 & 2.2.2 II) (requires Solution S),Arsenic (2.4.2, A),Barium (requires Solution S),Calcium (2.4.3) (requires Solution S),CHARACTERS - Appearance,CHARACTERS - Solubility,Chlorides (2.4.4) (requires Solution S),EP Glucose CRS., EP Fructose CRS., EP Lactose CRS., EP Sucrose CRS.,Foreign Sugars, Soluble Starch, Dextrins,Identification A [requires Water (2.5.12)],Identification B - Thin-Layer Chromatography (2.2.27),Identification C,Lead (2.4.10),Lead (by ICP-MS, not validated),Pyrogens (2.6.8),Solution S,Specific Optical Rotation (2.2.7) [requires Water (2.5.12)],Sulfated Ash (2.4.14),Sulfates (2.4.13) (requires Solution S),Sulfites (2.2.25),Water (2.5.12),(blank) | SAC 17025
11884 | Glucose, Liquid by NF31/S2 - pg 2026, 50 g | Acidity,Assay for Reducing Sugars (Dextrose Equivalent),Heavy Metals <231>,Identification A,Residual Solvents <467> (if required),Residue on Ignition <281>,Starch,Sulfite,USP Dextrose RS.,Water Determination <921> Ia,(blank) | SAC 17025
11885 | Glutamic Acid by EP7/S8 - pg 2105, 25 g | Ammonium (2.4.1, B),Appearance of Solution (2.2.1 & 2.2.2 II) (requires Solution S),Assay [requires Loss on drying (2.2.32)],CHARACTERS,Chlorides (2.4.4),EP Glutamic Acid CRS.,Heavy Metals (2.4.8, D),Identification A [requires Loss on Drying (2.2.32)],Identification B (2.2.24),Identification C,Identification D (requires Solution S),Iron (2.4.9),Loss on Drying (2.2.32),Ninhydrin-Positive Substances (2.2.27),Solution S,Specific Optical Rotation (2.2.7) [requires Solution S & Loss on Drying (2.2.32)],Sulfated Ash (2.4.14),Sulfates (2.4.13) (requires Solution S),(blank) | SAC 17025
11886 | Glutamine by USP36/S2 - pg 3743, 25 g | Assay (requires Loss on Drying <731>),Chloride <221>,Heavy Metals <231> I,Identification A - Infrared Absorption <197A>,Iron <241>,Loss on Drying <731>,Related Compounds,Residual Solvents <467> (if required),Residue on Ignition <281>,Specific Rotation <781S> (requires Loss on Drying <731>),Sulfate <221>,USP Glutamine RS.,(blank) | SAC 17025
11887 | Glutaral Concentrate (50.0 g/100 g) by USP36/S2 - pg 3743, 150 mL | Acidity,Assay,Clarity of Solution,Heavy Metals <231>,Identification A - Melting Range <741>,pH <791>,Residual Solvents <467> (if required),Specific Gravity <841>,(blank) | SAC 17025
11888 | Glycerin by FCC8/S3 - pg 499, 400 g | Assay,Chlorinated Compounds (as Cl),Color,DESCRIPTION,Fatty Acids and Esters,Identification A - Infrared Absorption,Identification B,Lead (by ICPMS, not validated),Lead I,Readily Carbonizable Substances,Residue on Ignition,Specific Gravity,USP Glycerin RS.,Water I,(blank) | SAC 17025
11889 | Glycerin by JP16/S1 - pg 892, 400 g | Assay,Identification <2.25>,Purity (1) Color,Purity (10) Fatty acids and esters,Purity (11) Diethylene glycol and related substances,Purity (12) Readily carbonizable substances,Purity (2) Acidity or Alkalinity,Purity (3) Chloride <1.03>,Purity (4) Sulfate <1.14>,Purity (5) Ammonium,Purity (6) Heavy Metals <1.07> 1,Purity (7) Calcium,Purity (8) Arsenic <1.11> 1,Purity (9) Acrolein, glucose and other reducing substances,Refractive Index <2.45>,Residue on Ignition <2.44>,Specific Gravity <2.56>,Water <2.48>,(blank) | SAC 17025
11890 | Glycerin by USP36/S2 - pg 3749, 500 g | Assay (requires Water Determination <921> I),Chloride <221>,Color,Fatty Acids and Esters,Heavy Metals <231>,Identification A - Infrared Absorption <197F>,Identification B - Limit of Diethylene Glycol and Ethylene Glycol,Identification C,Limit of Chlorinated Compounds,Related Compounds,Residual Solvents <467> (if required),Residue on Ignition <281>,Specific Gravity <841>,Sulfate <221>,USP Diethylene Glycol RS., USP Ethylene Glycol RS., USP Glycerin RS.,Water Determination <921> I,(blank) | SAC 17025
11891 | Glycerol by ACS10/S3 - pg 338, 225 g | Acrolein and Glucose,Assay (requires Water),Chlorinated Compounds,Color APHA,Fatty Acid Esters,Heavy Metals,Neutrality,Residue After Ignition ,Substances Darkened by Sulfuric Acid,Sulfate ,Water,(blank) | SAC 17025
11892 | Glycerol by EP7/S8 - pg 2108, 300 mL | Acidity or Alkalinity (requires Solution S),Aldehydes (2.2.25) (requires Solution S),Appearance of Solution (2.2.1 & 2.2.2, II) (requires Solution S),Assay [requires Water (2.5.12)],CHARACTERS,Chlorides (2.4.4) (requires Solution S),Esters,Halogenated Compounds (requires Solution S),Heavy Metals (2.4.8, A) (requires Solution S),Identification A,Identification B (2.2.24),Identification C,Identification D,Impurity A and Related Substances (2.2.28) (requires Solution S),Ph. Eur. Reference Spectrum of Glycerol (85 Per Cent),Refractive Index (2.2.6),Solution S,Sugars (requires Solution S),Sulfated Ash (2.4.14),Water (2.5.12),(blank) | SAC 17025
11893 | Glycerol by USP/FCC | See Glycerin,(blank) | SAC 17025
11894 | Glycerol Mono-Oleate by EP7/S8 - pg 2115, 250 mL | Acid Value (2.5.1),Assay (2.2.30),CHARACTERS,Composition of Fatty Acids (2.4.22, C),Free Glycerol,Identification A,Identification B (2.2.27),Identification C,Iodine Value (2.5.4, A),Peroxide Value (2.5.5, A) ,Saponification Value (2.5.6),Total Ash (2.4.16),Water (2.5.12),(blank) | SAC 17025
11895 | Glyceryl Monostearate by NF31/S2 - pg 2032, 30 g | Acid Value <401>,Assay for Monoglycerides,Heavy Metals <231> II,Hydroxyl Value <401>,Iodine Value <401>,Limit of Free Glycerin,Melting Range or Temperature <741> I,Residual Solvents <467> (if required),Residue on Ignition <281>,Saponification Value <401>,(blank) | SAC 17025
11896 | Glycine by EP7/S8 - pg 2118, 20 g | Appearance of Solution (2.2.1 & 2.2.2, II) (requires Solution S),Assay [requires Loss on drying (2.2.32)],CHARACTERS,Chlorides (2.4.4),EP Glycine CRS.,Heavy Metals (2.4.8, A) (requires Solution S),Identification A (2.2.24),Identification B,Identification C,Loss on Drying (2.2.32),Ninhydrin-Positive Substances (2.2.27),pH (2.2.3) (requires Solution S),Solution S,Sulfated Ash (2.4.14),(blank) | SAC 17025
11897 | Glycine by JP16/S1 - pg 895, 20 g | Assay,DESCRIPTION,Identification <2.25>,Loss on Drying <2.41>,pH <2.54>,Purity (1) Clarity and Color of Solution,Purity (2) Chloride <1.03>,Purity (3) Sulfate <1.14>,Purity (4) Ammonium <1.02>,Purity (5) Heavy Metals <1.07> I,Purity (6) Arsenic <1.11> I,Purity (7) Related Substances <2.03>,Residue on Ignition <2.44>,(blank) | SAC 17025
11898 | Glycine by USP36/S2 - pg 3751, 50 g | Assay (requires Loss on Drying <731>),Chloride <221>,Heavy Metals <231> I,Hydrolyzable Substances,Identification A - Infrared Absorption <197A>,Loss on Drying <731>,Residual Solvents <467> (if required),Residue on Ignition <281>,Sulfate <221>,USP Glycine RS.,(blank) | SAC 17025
11899 | Glycopyrrolate by USP36 - pg 3752, 5 g | Assay (Requires Loss on Drying <731>,Identification A - Infrared Absorption <197A>,Identification B ,Identification C - Bromide <191>,Limit of Erythro Isomer,Loss on Drying <731>,Organic Impurities,Residual Solvents <467> (if required),Residue on Ignition <281>,USP Glycopyrrolate RS, USP Glycopyrrolate Related Compound A RS, USP Glycopyrrolate Related Compound B RS, USP Glycopyrrolate Related Compound C RS, USP Glycopyrrolate Erythro Isomer RS,(blank) | SAC 17025
11900 | Gramicidin by USP36/S2 - pg 3770, 5 g | Assay <81> (requires Loss on Drying <731>),Crystallinity <695>,Identification <197U>,Loss on Drying <731>,Melting Temperature <741> Ia,Residual Solvents <467> (if required),Residue on Ignition <281>,USP Gramicidin RS.,(blank) | SAC 17025
11901 | Ground Limestone by USP36/S2 - pg 1516, 30 g | Acid-Insoluble Substances,Arsenic <211> I,Assay,Heavy Metals <231>,Identification A - Calcium <191>,Identification B (requires Acid-insoluble Substances),Lead <251>,Limit of Fluoride,Limit of Magnesium and Alkali Salts,Loss on Drying <731>,Residual Solvents <467> (if required),USP Sodium Fluoride RS,(blank) | SAC 17025
11902 | Guaifenesin by USP36/S2 - pg 3779, 10 g | Assay (requires Chromatographic Purity and Loss on Drying <731>),Chromatographic Purity,Heavy Metals <231> I,Identification A <197A>,Identification B <197U>,Identification C,Loss on Drying <731>,Melting Range <741>,Residual Solvents <467> (if required),USP Guaifenesin RS., USP Guaiacol RS.,(blank) | SAC 17025
11903 | Guar Gum by FCC8/S3 - pg 516, 50 g | Acid-Insoluble Matter,Ash (Total),DESCRIPTION,Galactomannans,Identification A,Identification B,Lead,Lead (by ICPMS, not validated),Loss on Drying,Protein - Nitrogen Determination I,Starch,(blank) | SAC 17025
11904 | Guar Gum by NF31/S2 - pg 2035, 50 g | Acid-Insoluble Matter,Arsenic <211> II,Assay - Content of Galactomannans (requires Loss on Drying <731>, Total Ash <561>, Acid-Insoluble Matter, and Protein),Heavy Metals <231> II,Identification A,Identification B,Lead <251>,Loss on Drying <731>,Protein,Residual Solvents <467> (if required),Starch,Total Ash <561>,(blank) | SAC 17025
11905 | Gum Arabic by FCC8/S3 - pg 516, 50 g | Arsenic,Ash (Acid-Insoluble),Ash (Total),DESCRIPTION,Identification,Insoluble Matter,Lead,Loss on Drying,Preparation for Loss on Drying,Starch or Dextrin,Tannin-Bearing Gums,(blank) | SAC 17025
11906 | Gum Ghatti by FCC8/S3 - pg 517, 50 g | Arsenic,Ash (Acid-Insoluble),Ash (Total),DESCRIPTION,Identification,Insoluble Matter,Lead,Loss on Drying,Preparation for Loss on Drying,Viscosity Determination,(blank) | SAC 17025
11907 | Gypsum by NF/FCC | See Calcium Sulfate,(blank) | SAC 17025
11908 | Haloperidol by USP36 - pg 3795, 5 g | Assay (requires Loss on Drying <731>),Identification A <197A>,Identification B <197U>,Limit of Haloperidol Related Compound A,Loss on Drying <731>,Melting Range <741>,Residual Solvents <467> (if required),Residue on Ignition <281>,USP Haloperidol RS., USP Haloperidol Related Compound A RS.,(blank) | SAC 17025
11909 | Heavy Metals in Herbal Drugs and Fatty Oils | 2.4.27 | SAC 17025
11910 | Heavy Metals, Method A | 2.4.8 A | SAC 17025
11911 | Heavy Metals, Method B | 2.4.8 B | SAC 17025
11912 | Heavy Metals, Method C | 2.4.8 C | SAC 17025
11913 | Heavy Metals, Method D | 2.4.8 D | SAC 17025
11914 | Heavy Metals, Method E | 2.4.8 E | SAC 17025
11915 | Heavy Metals, Method F | 2.4.8 F | SAC 17025
11916 | Heavy Metals, Method G | 2.4.8 G | SAC 17025
11917 | Heavy Metals, Method H | 2.4.8 H | SAC 17025
11918 | Helium by USP36/S2 - pg 3800, small cylinder under pressure | Air,Assay,Carbon Monoxide,Identification,Odor,(blank) | SAC 17025
11919 | Heparin Calcium by USP34/S1 - pg 3033, 10 g | Anti-factor XA Activity,Assay,Bacterial Endotoxins <85>,Heavy Metals <231> II,Identification A - 1H NMR Spectrum <761>,Identification B - Calcium <191>,Loss on Drying <731>,Nitrogen Content <461> I,pH <791>,Protein,Residual Solvents <467> (if required),Residue on Ignition <281>,USP Endotoxin RS, Heparin Sodium for Assays RS, Heparin Sodium Identification RS, Oversulfated Chondroitin Sulfate RS,(blank) | SAC 17025
11920 | Heparin Sodium by BP2013 - pg 1081, ~10 g (depending on labeled potency) | Appearance of Solution (2.2.1 & 2.2.2, II),Assay (2.7.5) [requires Loss on Drying (2.2.32)],Bacterial Endotoxins (2.6.14),CHARACTERS - Appearance,CHARACTERS - Solubility,EP Heparin Sodium for NMR Identification CRS., EP Heparin for Physico-Chemical Analysis CRS., EP Dermatan Sulfate and Over-Sulfated Chondroitin Sulfate CRS.,Heavy Metals (2.4.8, F),Identification A,Identification B - Nuclear Magnetic Resonance Spectometry (2.2.33),Identification C - Liquid Chromatography (2.2.29),Identification D [requires Loss on Drying (2.2.32)],Loss on Drying (2.2.32),Nitrogen (2.5.9) [requires Loss on Drying (2.2.32)],Nucleotidic Impurities (2.2.25),pH (2.2.3),Protein (2.2.25) [requires Loss on Drying (2.2.32)],Related Substances (2.2.29),Sodium (2.2.23, I) [requires Loss on Drying (2.2.32)],(blank) | SAC 17025
11921 | Heparin Sodium by EP7/S8 - pg 5474, ~10 g (depending on labeled potency) | Appearance of Solution (2.2.1 & 2.2.2, II),Assay (2.7.5) [requires Loss on Drying (2.2.32)],Bacterial Endotoxins (2.6.14),CHARACTERS - Appearance,CHARACTERS - Solubility,EP Heparin Sodium for NMR Identification CRS., EP Heparin for Physico-Chemical Analysis CRS., EP Dermatan Sulfate and Over-Sulfated Chondroitin Sulfate CRS.,Heavy Metals (2.4.8, F),Identification A,Identification B - Nuclear Magnetic Resonance Spectometry (2.2.33),Identification C - Liquid Chromatography (2.2.29),Identification D [requires Loss on Drying (2.2.32)],Loss on Drying (2.2.32),Nitrogen (2.5.9) [requires Loss on Drying (2.2.32)],Nucleotidic Impurities (2.2.25),pH (2.2.3),Protein (2.2.25) [requires Loss on Drying (2.2.32)],Related Substances (2.2.29),Sodium (2.2.23, I) [requires Loss on Drying (2.2.32)],(blank) | SAC 17025
11922 | Heparin Sodium by USP36/S2 - pg 3801 , 10 g | Absence of Oversulfated Chondroitin Sulfate - A,Absence of Oversulfated Chondroitin Sulfate - B,Appearance,Assay - Anti-Factor IIa Potency,Bacterial Endotoxins Test <85>,Heavy Metals <231> II,Identification A - 1H NMR Spectrum <761> (may require further testing for impurities),Identification B - Chromatographic Identity <621>,Identification C - Anti-Factor Xa to Anti-Factor IIa Ratio,Identification D - Sodium <191> (Flame Test),Limit of Galactosamine in Total Hexosamine,Loss on Drying <731>,Nitrogen Content <461> I (requires Loss on Drying),Nucleotidic Impurities <1057> I,pH <791>,Protein Impurities,Residual Solvents <467> (if required),Residue on Ignition <281>,USP Oversulfated Chondroitin Sulfate RS., USP Dermatan Sulfate RS. USP Endotoxin RS., USP Galactosamine Hydrochloride RS. USP Glucosamine Hydrochloride RS., USP Heparin Sodium for Assays RS., USP Heparin Sodium Identification RS. ,(blank) | SAC 17025
11923 | Hexanes by ACS10/S3 - pg 343, 3 L | Assay,Color (APHA),Extraction-Concentration Suitability ,Liquid Chromatography Suitability ,Residue after Evaporation ,Sulfur Compounds,Thiophene,Ultraviolet Spectrophotometry ,Water-Soluble Titrable Acid,(blank) | SAC 17025
11924 | Hexavalent Chromium | (blank) | SAC 17025
11925 | Hexavalent Chromium on Aluminum by ISO Method | (blank) | SAC 17025
11926 | Hexavalent Chromium on Metals (except Aluminum) | (blank) | SAC 17025
11927 | Hexavalent Chromium, permanganate containing | (blank) | SAC 17025
11928 | Hexosamines in Polysaccharide Vaccines | 2.5.20 | SAC 17025
11929 | High Fructose Corn Syrup by USP | See Corn Syrup, High Fructose,(blank) | SAC 17025
11930 | Histidine by EP7/S8 - pg 2159, 25 g | Ammonium (2.4.1, B),Appearance of Solution (2.2.1 & 2.2.2, II) (requires Solution S),Assay (2.2.20) [requires Loss on Drying (2.2.32)],CHARACTERS,Chlorides (2.4.4) (requires Solution S),EP Histidine CRS., EP Proline CRS.,Heavy Metals (2.4.8, A),Identification A [requires Loss on Drying (2.2.32)],Identification B (2.2.24),Identification C,Identification D,Iron (2.4.9),Loss on Drying (2.2.32),Ninhydrin-Positive Substances (2.2.27),Solution S,Specific Optical Rotation (2.2.7) [requires Loss on Drying (2.2.32)],Sulfated Ash (2.4.14),Sulfates (2.4.13) (requires Solution S),(blank) | SAC 17025
11931 | Histidine by USP36/S2 - pg 3811, 25 g | Assay (requires Loss on Drying <731>),Chloride <221>,Heavy Metals <231> I,Identification A - Infrared Absorption <197A>,Iron <241>,Loss on Drying <731>,pH <791>,Related Compounds,Residual Solvents <467> (if required),Residue on Ignition <281>,Specific Rotation <781S> (requires Loss on Drying <731>),Sulfate <221>,USP L-Histidine RS., USP L-Proline RS.,(blank) | SAC 17025
11932 | Histidine Hydrochloride Monohydrate by EP7/S8 - pg 2160, 20 g | Ammonium (2.4.1. B),Appearance of Solution (2.2.1 & 2.2.2, II) (requires Solution S),Assay (2.2.20) [requires Loss on Drying (2.2.32)],CHARACTERS,EP Histidine Hydrochloride Monohydrate CRS.,Heavy Metals (2.4.8, A),Identification A [requires Loss on Drying (2.2.32)],Identification B,Identification C - Infrared Absorption (2.2.24),Identification D,Identification E,Identification F - Chlorides (2.3.1, a),Iron (2.4.9),Loss on Drying (2.2.32),Ninhydrin-Positive Substances (2.2.27),pH (2.2.3) (requires Solution S),Solution S,Specific Optical Rotation (2.2.7) [requires Loss on Drying (2.2.32)],Sulfated Ash (2.4.14),Sulfates (2.4.13) (requires Solution S),(blank) | SAC 17025
11933 | Homosalate by USP36/S2 - pg 3816, 10 g | Assay,Identification A - Infrared Absorption <197A>,Refractive Index <831>,Residual Solvents <467> (if required),Specific Gravity <841>,USP Homosalate RS.,(blank) | SAC 17025
11934 | HyAluminumronidase Injection by USP36/S2 - pg 3816, depends on concentration | Assay,Bacterial Endotoxins <85>,Limit of Tyrosine,Other Requirements <1>,pH <791>,Residual Solvents <467> (if required),USP HyAluminumronidase RS., USP Tyrosine RS., USP Endotoxin RS.,(blank) | SAC 17025
11935 | Hydralazine Hydrochloride by USP36/S2 - pg 3818, 25 g | Assay (Loss on Drying <731>),Chromatographic Purity,Heavy Metals <231> II,Identification A <197A>,Identification B <197U> (requires Loss on Drying <731>),Identification C - Chloride <191>,Limit of Hydrazine,Loss on Drying <731>,pH <791>,Residual Solvents <467> (if required),Residue on Ignition <281>,USP Hydralazine Hydrochloride RS.,Water-Insoluble Substances,(blank) | SAC 17025
11936 | Hydrochloric Acid by ACS10/S3 - pg 351, 1250 mL | Ammonium,Arsenic,Assay,Bromide,Color (APHA),Extractable Organic Substances,Free Chlorine,GENERAL DESCRIPTION,Heavy Metals I,Iron I,Residue after Ignition,Sulfate,Sulfite,(blank) | SAC 17025
11937 | Hydrochloric Acid by JP16/S1 - pg 925, 150 mL | Assay <2.50>,DESCRIPTION,Identification (1),Identification (2) Chloride <1.09>,Mercury (by ICP-MS, not validated),Purity (1) Sulfate <1.14>,Purity (2) Sulfite,Purity (3) Bromide or Iodide,Purity (4) Bromine or Chlorine,Purity (5) Heavy Metals <1.07>,Purity (6) Arsenic <1.11> 1,Purity (7) Mercury <2.23>,Residue on Ignition <2.44>,(blank) | SAC 17025
11938 | Hydrochloric Acid by NF31/S2 - pg 2037, 100 mL | Assay,Bromide or Iodide,Free Bromine or Chlorine,Heavy Metals <231>,Identification A - Chloride <191>,Residual Solvents <467> (if required),Residue on Ignition <281>,Sulfate,Sulfite (requires Sulfate),(blank) | SAC 17025
11939 | Hydrochloric Acid, 6N Volumetric Solution, BAR by JT Baker Method, 750 mL | Ammonium (NH4),Appearance,Heavy Metals (as Pb) MODIFIED,Iron (Fe),Normality,Sulfate (SO4),(blank) | SAC 17025
11940 | Hydrochloric Acid, Concentrated by EP7/S8 - pg 2192, 300 mL | Appearance of Solution (2.2.1 & 2.2.2, II),Assay,CHARACTERS,Free Chlorine,Heavy Metals (2.4.8, A) (requires Residue on Evaporation),Identification A (2.2.4),Identification B - Chlorides (2.3.1),Identification C,Residue on Evaporation,Sulfates (2.4.13),(blank) | SAC 17025
11941 | Hydrochloric Acid, Dilute by EP7/S8 - pg 2192, 500 mL | Appearance (2.2.1 & 2.2.2, II),Assay,Free Chlorine,Heavy Metals (2.4.8 A) (requires Residue on Evaporation),Identification A (2.2.4),Identification B (2.3.1),Identification C,Residue on Evaporation,Sulfates (2.4.13),(blank) | SAC 17025
11942 | Hydrochloric Acid, Diluted by NF31/S2 - pg 2037, 250 mL | Assay,Free Bromine or Chlorine,Heavy Metals <231>,Identification - Chloride <191>,Residual Solvents <467> (if required),Residue on Ignition <281>,Sulfate,Sulfite (requires Sulfate),(blank) | SAC 17025
11943 | Hydrocodone Bitartrate by USP36/S2 - pg 3825, 5 g | Assay,Chloride,Identification A - Infrared Absorption <197A>,Identification B <197U>,Loss on Drying <731>,pH <791>,Residual Solvents <467> (if required),Residue on Ignition <281>,Specific Rotation <781S>,USP Dihydrocodone Bitartrate RS., USP Hydrocodone Bitartrate RS., USP Hydrocodone Bitartrate Related Compound A RS.,(blank) | SAC 17025
11944 | Hydrocortisone Acetate by USP36/S2 - pg 3836, 10 g | Assay (requires Loss on Drying),Identification A - Infrared Absorption <197A>,Identification B - Ultraviolet Absorption <197U> (requires Loss on Drying),Loss on Drying <731>,Organic Impurities,Residual Solvents <467> (if required),Residue on Ignition <281>,Specific Rotation <781S> (requires Loss on Drying),USP Hydrocortisone Acetate RS.,(blank) | SAC 17025
11945 | Hydrocortisone Acetate Cream by USP36/S2 - pg 3837, 10 g | Assay,Identification A - Thin-Layer Chromatographic Identification Test <201>,Microbial Enumeration Tests <61> and Tests for Specified Microorganisms <62>,Minimum fill <755>,Residual Solvents <467> (if required),USP Hydrocortisone Acetate RS.,(blank) | SAC 17025
11946 | Hydrocortisone by USP36/S2- pg 3830, 5 g | Assay (requires Loss on Drying <731>),Identification A - Infrared Absorption <197A>,Identification B - Ultraviolet Absorption <197U> (requires Loss on Drying <731>),Loss on Drying <731>,Organic Impurities,Residual Solvents <467> (if required),Residue on Ignition <281>,Specific Rotation <781S> (requires Loss on Drying <731>),USP Hydrocortisone RS.,(blank) | SAC 17025
11947 | Hydrofluoric Acid by ACS10/S3 - pg 356, 80 mL for the two tests we can do. | Arsenic (requires Sample Solution A),Assay,Chloride,Copper and Iron (ICPMS not validated),Fluosilicic Acid,Heavy Metals (requires Sample Solution A),Phosphate (requires Sample Solution A),Residue After Ignition ,Sample Solution A,Sulfate and Sulfite (requires Sample Solution A),(blank) | SAC 17025
11948 | Hydrogen Peroxide by FCC8/S3 - pg 553, 250 mL | Acidity (as H2SO4),Assay,DESCRIPTION,Identification,Iron,Lead,Lead (by ICPMS, not validated),Phosphate,Residue on Evaporation,Tin,(blank) | SAC 17025
11949 | Hydrogen Peroxide Concentrate by USP36/S2 - pg 3848, 500 mL | Acidity,Assay,Chloride <221>,Heavy Metals <231>,Identification,Limit of Nonvolatile Residue,Limit of Preservative,Residual Solvents <467> (if required),(blank) | SAC 17025
11950 | Hydrogenated Castor Oil by NF | See Castor Oil, Hydrogenated,(blank) | SAC 17025
11951 | Hydromorphone Hydrochloride by USP36/S2 - pg 3849, 15 g | Acidity,Assay,Identification A - Infrared Absorption <197A>,Identification B - Ultraviolet Absorption <197U> (requires Loss on Drying <731>),Identification C - Chloride <191>,Loss on Drying <731>,Organic Impurities - Procedure 1,Organic Impurities - Procedure 2,Residual Solvents <467> (if required),Residue on Ignition <281>,Specific Rotation <781S> (requires Loss on Drying <731>),Sulfate,USP Hydromorphone Hydrochloride RS., USP Hydromorphone Related Compound A RS.,(blank) | SAC 17025
11952 | Hydromorphone Hydrochloride Injection by USP36/S2 - pg 3851, see tests for volume needed | Assay,Bacterial Endotoxins <85>,Identification,Other Requirements <1>,pH <791>,Residual Solvents <467> (if required),USP Endotoxin RS., USP Hydromorphone Hydrochloride RS.,(blank) | SAC 17025
11953 | Hydroquinone by USP36/S2 - pg 3854, 5 g | Assay,Identification A <197A>,Identification B,Identification C,Melting Range <741>,Residual Solvents <467> (if required),Residue on Ignition <281>,USP Hydroquinone RS.,Water <921> I,(blank) | SAC 17025
11954 | Hydroxy Naphthol Blue by ACS10/S3 - pg 366, 2 g | GENERAL DESCRIPTION,Suitability for Calcium Determination,(blank) | SAC 17025
11955 | Hydroxyethyl Cellulose by NF31/S2 - pg 2038, 35 g ***SEE ERRATA*** | Heavy Metals <231> II,Identification A,Identification B,Identification C,Lead <251>,Loss on Drying <731>,pH <791>,Residual Solvents <467> (if required),Residue on Ignition <281>,Viscosity - Capillary Viscometer Methods <911> and Rotational Rheometer Methods <912>,(blank) | SAC 17025
11956 | Hydroxyethylcellulose by EP7/S8 - pg 2208, 50 g | 2-Chloroethanol (2.2.28),Apparent Viscosity (2.2.10),CHARACTERS,Chlorides (2.4.4) (requires Solution S),Ethylene Oxide (2.2.28),Glyoxal,Heavy Metals (2.4.8, C),Identification A (requires Solution S),Identification B (requires Solution S),Identification C,Identification D,Loss on Drying (2.2.32),Nitrates,pH (2.2.3) (requires Solution S,Solution S,Sulfated Ash (2.4.14),(blank) | SAC 17025
11957 | Hydroxyl Value, Method A | 2.5.3 A | SAC 17025
11958 | Hydroxyl Value, Method B | 2.5.3 B | SAC 17025
11959 | Hydroxyprogesterone Caproate by USP36/S2 - pg 3859, 1 g | Assay (Requires Water <921> I),Free n-Caproic Acid,Identification - Infrared Absorption <197A>,Melting Range <741>,Ordinary Impurities <466>,Residual Solvents <467> (if required),Specific Rotation <781S>,USP Hydroxyprogesterone Caproate RS.,Water <921> I,(blank) | SAC 17025
11960 | Hydroxypropyl Betadex by NF31/S2 - pg 2038, 15 g | Assay - Molar Substitution,Bacterial Endotoxins Test <85>,Clarity of Solution,Conductivity (requires Loss on Drying <731>),Heavy Metals <231> I,Identification A - Infrared Absorption <197A>,Identification B,Limit of Betadex, Propylene Glycol, and Other Related Substances (requires Loss on Drying <731>),Limit of Propylene Oxide,Loss on Drying <731>,Microbial Enumeration Tests <61> and Tests for Specified Microorganisms <62>,Residual Solvents <467> (if required),USP Beta Cyclodextrin RS., USP Endotoxin RS., USP Hydroxypropyl Betadex RS., USP Propylene Glycol RS.,(blank) | SAC 17025
11961 | Hydroxypropyl Cellulose by FCC8/S3 - pg 1679, 100 g | Assay - Hydroxypropoxyl Groups,DESCRIPTION,Identification A,Identification B,Lead,Loss on Drying,pH,Residue on Ignition (Sulfated Ash),Viscosity of a 10% Solution (requires Loss on Drying),(blank) | SAC 17025
11962 | Hydroxypropyl Cellulose by NF31/S2 - pg 2041, 35 g | Assay - Hydroxypropoxy Groups,Heavy Metals <231> II,Identification - Infrared Absorption <197A>,Lead <251>,Loss on Drying <731>,pH <791>,Residual Solvents <467> (if required),Residue on Ignition <281>,Rotational Rheometer Methods <912> (requires Loss on Drying <731>),USP Hydroxypropyl Cellulose RS.,(blank) | SAC 17025
11963 | Hydroxypropyl Cellulose, Low-Substituted by NF31/S2 - pg 2043, 25 g | Assay,Chloride <221>,Heavy Metals <231> II,Identification A,Identification B,Identification C,Loss on Drying <731>,Residual Solvents <467> (if required),Residue on Ignition <281>,(blank) | SAC 17025
11964 | Hydroxypropyl Methylcellulose Acetate Succinate by Shin-Etsu Chemical Co Ltd monograph | Acetyl Content,Arsenic <211> II,Free Succinic Acid,Heavy Metals <231> II,Identification A,Identification B,Identification C,Identification D,Identification E,Loss on Drying <731>,Methoxy and Hydroxypropoxy Contents,Particle Size,Residue on Ignition <281>,Viscosity,(blank) | SAC 17025
11965 | Hydroxypropyl Methylcellulose by EP | See Hypromellose,(blank) | SAC 17025
11966 | Hydroxypropyl Methylcellulose by FCC8/S3 - pg 561, 20 g | Assay,DESCRIPTION,Identification A,Identification B,Identification C,Lead,Loss on Drying,Residue on Ignition (Sulfated Ash),Viscosity (requires Loss on Drying),(blank) | SAC 17025
11967 | Hydroxypropyl Methylcellulose by USP | See Hypromellose,(blank) | SAC 17025
11968 | Hydroxypropylbetadex by EP7/S8 - pg 5716, 15 g | Appearance of Solution (2.2.1 & 2.2.2, II),Assay (2.2.33),Bacterial Endotoxins (2.6.14),CHARACTERS - Appearance,CHARACTERS - Solubility,Conductivity (2.2.38) (requires Solution S),EP Hydroxypropylbetadex CRS., EP Betadex CRS., EP Propylene Glycol CRS.,Heavy Metals (2.4.8, A) (requires Solution S),Identification A (2.2.24),Identification B,Impurity B (2.2.28),Loss on Drying (2.2.32),Microbial Contamination (2.6.12 & 2.6.13),Related Substances (2.2.29),Solution S,(blank) | SAC 17025
11969 | Hydroxypropylcellulose by EP7/S8 - pg 2211, 50 g | Apparent Viscosity (2.2.10),Appearance of Solution (2.2.1 & 2.2.2, II),CHARACTERS,Chlorides (2.4.4) (requires Solution S),Heavy Metals (2.4.8 C),Identification A (requires Solution S),Identification B (requires Solution S),Identification C,Identification D,Identification E (requires Solution S),Identification F,Loss on Drying (2.2.32),pH (2.2.3) (requires Solution S),Silica,Solution S,Sulfated Ash (2.4.14),(blank) | SAC 17025
11970 | Hydroxyurea by USP36/S2 - pg 3861, 15 g | Assay (requires Loss on Drying <731>),Heavy Metals <231>,Identification <197A>,Loss on Drying <731>,Residual Solvents <467> (if required),Residue on Ignition <281>,Urea and Related Compounds,USP Hydroxyurea RS.,(blank) | SAC 17025
11971 | Hydroxyzine Hydrochloride by USP36/S2 - pg 3862, 10 g | Assay (requires Loss on Drying <731>),Chromatographic Purity,Heavy Metals <231> II,Identification A <197A>,Identification B <197U>,Identification C,Loss on Drying <731>,Residual Solvents <467> (if required),Residue on Ignition <281>,USP Hydroxyzine Hydrochloride RS., USP Hydroxyzine Related Compound A RS.,(blank) | SAC 17025
11972 | Hyoscyamine Sulfate by USP36/S2 - pg 3868, 15 g | Assay (requires Water <921> Ia),Chromatographic Purity,Identification A <197A>,Identification B,Identification C - Sulfate <191>,Residual Solvents <467> (if required),Residue on Ignition <281>,Specific Rotation <781S> (requires Water <921> Ia),USP Hyoscyamine Sulfate RS., USP Hyoscyamine Related Compound A RS.,Water <921> Ia,(blank) | SAC 17025
11973 | Hypromellose Acetate Succinate by NF31/S1 - pg 2045 | Content of Methoxy and 2-Hydroxypropoxy Groups,(blank) | SAC 17025
11974 | Hypromellose by EP7/S8 - pg 2219, 50 g | Apparent Viscosity (2.2.10) [requires Loss on Drying (2.2.32)],Appearance of Solution (2.2.1 & 2.2.2 II) (requires Solution S),CHARACTERS,Degree of Substitution (2.2.28),FUNCTIONALITY-RELATED CHARACTERISTICS,Heavy Metals (2.4.8, F),Identification A ,Identification B ,Identification C (requires Identification B),Identification D (requires Identification B),Identification E (requires Identification B),Loss on Drying (2.2.32),Molecular Mass Distribution (2.2.30),Particle-Size Distribution (2.9.31),pH (2.2.3),Powder Flow (2.9.36),Solution S,Sulfated Ash (2.4.14),(blank) | SAC 17025
11975 | Hypromellose by USP36/S2 - pg 5993, 35 g | Assay,Heavy Metals <231> III,Identification A,Identification B,Identification C,Identification D,Identification E,Loss on Drying <731>,Need to know SubstitutionType for Assay - 1828, 2208, 2906, or 2910; need to know Labelled Viscosity Value in mPa.s,pH <791> (requires Loss on Drying <731>),Residual Solvents <467> (if required),Residue on Ignition <281>,Viscosity - Capillary Viscometer Methods <911> and Rotational Rheometer Methods <912> (requires Loss on Drying <731>),(blank) | SAC 17025
11976 | Ibuprofen by USP36/S2 - pg 3875, 50 g | Assay (Requires Water <921> I),Chromatographic Purity,Heavy Metals <231> II,Identification A <197A>,Identification B <197U> (requires Water <921> I),Identification C,Limit of Ibuprofen Related Compound C,Residual Solvents <467> (if required),Residue on Ignition <281>,USP Ibuprofen RS., USP Ibuprofen Related Compound C RS.,Water <921> I,(blank) | SAC 17025
11977 | Identification - Organic Nitrogenous Bases,Sample Preparation for Identification | <181> | SAC 17025
11978 | Identification - Tetracyclines, Method I or II | <193> | SAC 17025
11979 | Identification and Control of Residual Solvents | 2.4.24 | SAC 17025
11980 | Identification of Articles of Botanical Origin | <563> | SAC 17025
11981 | Identification of Fatty Oils by TLC | 2.3.2 | SAC 17025
11982 | Identification of Phenothizines by TLC | 2.3.3 | SAC 17025
11983 | Identification of Quantitate | Identify and quantitate, Water <921> Ia, INSTRUMENTAL DETERMINATION OF OPALESCENCE,Method II | SAC 17025
11984 | Ifosfamide by USP36/S2 - pg 3883, 20 g ***SEE ERRATA*** | Assay,Chloroform-Insoluble Phosphorus,Heavy Metals <231> I ,Identification A <197A>,Identification B,Ionic Chloride,Limit of 2-Chloroethylamine Hydrochloride,Other Requirements,pH <791>,Residual Solvents <467> (if required),USP Endotoxin RS., USP Ifosfamide RS.,Water <921> I,(blank) | SAC 17025
11985 | Imidazole by ACS10/S3 - pg 366, 60 g | Assay,Iron,Iron (ICPMS, not validated),pH of a 5% Solution at 25.0 C,Residue after Ignition,Water 1,(blank) | SAC 17025
11986 | Imidurea by NF31/S2 - pg 2049, 20 g | Color and Clarity of Solution,Heavy Metals <231> II,Identification A - Infrared Absorption <197A>,Loss on Drying <731>,Nitrogen Content (requires Loss on Drying <731>),pH <791>,Residual Solvents <467> (if required),Residue on Ignition <281>,USP Imidurea RS.,(blank) | SAC 17025
11987 | Indian Gum by FCC | see Gum Ghatti,(blank) | SAC 17025
11988 | Inductively Coupled Plasma-Atomic Emission Spectrometry (Modified) | 2.2.57 | SAC 17025
11989 | Inorganic Anions - Set 1 | Bromide,Chloride,Fluoride,Nitrate,Nitrite,Phosphate,Sulfate,(blank) | SAC 17025
11990 | Inorganic Anions - Set 2 | Bromate,Bromide,Chlorate,Chloride,Chlorite,Fluoride,(blank) | SAC 17025
11991 | Inorganic Anions - Set 3 | Sulfite,(blank) | SAC 17025
11992 | Inorganic Cations | Ammonium,Calcium,Lithium,Magnesium,Potassium,Sodium,(blank) | SAC 17025
11993 | Inositol by FCC8/S3 - pg 565, 100 g | Assay,Calcium,Chloride,DESCRIPTION,Identification A,Identification B - Melting Range or Temperature Determination (requires Assay),Lead,Loss on Drying,Melting Range or Temperature Determination,Residue on Ignition (Sulfated Ash),Sulfate,(blank) | SAC 17025
11994 | Inositol by NF31/S2 - pg 2049, 50 g ***SEE ERRATA IN BOOK*** | Assay,Barium,Clarity of Solution,Color of Solution,Conductivity,Identification A <197A>,Identification B,Lead by ICPMS (not validated),Limit of Lead,Organic Impurities,Residual Solvents <467> (if required),USP Inositol RS, USP Mannitol RS,Water <921> I,(blank) | SAC 17025
11995 | Instrumental Methods, Nephelometry, Ratio Turbidimetry, Visual Method,Clarity and Degree of Opalescence of Liquids | 2.2.1 | SAC 17025
11996 | Insulin by USP36/S2 - pg 6635, 5 g | Assay (requires Loss on Drying <731>),Bacterial Endotoxins <85>,Bioidentity,Identification A,Identification B,Limit of High Molecular Weight Proteins,Loss on Drying <731>,Microbial Enumeration Tests <61> and Tests for Specified Microorganisms <62>,Related Compounds,Residual Solvents <467> (if required),USP Endotoxin RS., USP Insulin RS., USP Insulin (Beef) RS., USP Insulin (Pork) RS.,Zinc (by ICPMS, not validated),Zinc Content <591> (requires Loss on Drying <731>),(blank) | SAC 17025
11997 | Insulin Human by USP36/S2 - pg 3913, 5 g | Assay (requires Loss on Drying <731>),Bacterial Endotoxins <85>,Bioidentity,Identification A,Identification B,Limit of High Molecular Weight Proteins,Loss on Drying <731>,Microbial Enumeration Tests <61> and Tests for Specified Microorganisms <62>,Other Requirements,Related Compounds,Residual Solvents <467> (if required),USP Endotoxin RS., USP Insulin Human RS.,Zinc (by ICPMS, not validated),Zinc Content <591> (requires Loss on Drying <731>),(blank) | SAC 17025
11998 | Iodate | (blank) | SAC 17025
11999 | Iodide | (blank) | SAC 17025
12000 | Iodine by ACS10/S3 - pg 370, 25 g | Assay,Chlorine and Bromine,GENERAL DESCRIPTION,Nonvolatile Matter,(blank) | SAC 17025
12001 | Iodine by USP36/S2 - pg 3925, 15 g | Assay,Identification A,Identification B,Limit of Chloride or Bromide,Limit of Nonvolatile Residue,Residual Solvents <467> (if required),(blank) | SAC 17025
12002 | Iodine Value - Hanus Method | 2.5.4 A | SAC 17025
12003 | Iodine Value - Hanus Method | 2.5.4 B | SAC 17025
12004 | Iodometric Assay - Antibiotics | <425> | SAC 17025
12005 | Ion Chromatography | <1065> | SAC 17025
12006 | Ipratropium Bromide by EP7/S8 - pg 2277, 10 g | Appearance of Solution (2.2.1 & 2.2.2, II) (requires Solution S),Assay,CHARACTERS,EP Ipratropium Bromide CRS., EP Methylatropine Bromide CRS., EP Ipratropium Impurity A CRS., EP Ipratropium Impurity B CRS.,Identification A (2.2.24),Identification B,Identification C (requires Solution S),Identification D,Identification E (2.3.1, a),Impurity A,pH (2.2.3),Related Substances (2.2.29),Solution S,Sulfated Ash (2.4.14),Water (2.5.12),(blank) | SAC 17025
12007 | Irbesartan by USP36/S2 - pg 3967, 10 g | Assay,Heavy Metals <231> II,Identification A <197A>,Identification B (requires Assay),Limit of Azide,Related Compounds,Residual Solvents <467> (if required),Water <921> I,(blank) | SAC 17025
12008 | Iron | <241> | SAC 17025
12009 | Iron | 2.4.9 | SAC 17025
12010 | Isoelectric Focusing | 2.2.54 | SAC 17025
12011 | Isoleucine by EP7/S8 - pg 5721, 25 g | Appearance of Solution (2.2.1 & 2.2.2, II),Assay [requires Loss on drying (2.2.32)],CHARACTERS - Appearance,CHARACTERS - Solubility,Chlorides (2.4.4),EP Isoleucine CRS., EP Valine CRS.,Heavy Metals (2.4.8, H),Identification A [requires Loss on Drying (2.2.32)],Identification B (2.2.24),Identification C (2.2.27),Iron (2.4.9),Loss on Drying (2.2.32),Ninhydrin-Positive Substances (2.2.56) 1,Specific Optical Rotation (2.2.7) [requires Loss on Drying (2.2.32)],Sulfated Ash (2.4.14),Sulfates (2.4.13),(blank) | SAC 17025
12012 | Isoleucine by USP36/S2 - pg 3985, 25 g | Assay (requires Loss on Drying <731>),Chloride <221>,Heavy Metals <231> I,Identification A - Infrared Absorption <197A>,Iron <241>,Loss on Drying <731>,pH <791>,Related Compounds,Residual Solvents <467> (if required),Residue on Ignition <281>,Specific Rotation <781S> (requires Loss on Drying <731>),Sulfate <221>,USP L-Isoleucine RS., USP L-Valine RS.,(blank) | SAC 17025
12013 | Isomalt by EP7/S8 - pg 2284, 275 g | Assay [requires Water (2.5.12)],CHARACTERS,Conductivity (2.2.38),EP Isomalt CRS., EP Sorbitol CRS., EP Mannitol CRS.,Identification A ,Identification B (2.2.27),Identification C,Lead (2.4.10),Lead and Nickel (by ICPMS, not validated),Nickel (2.4.15),Reducing Sugars,Related Substances (2.2.29),Water (2.5.12),(blank) | SAC 17025
12014 | Isomalt by NF31/S2 - pg 2052, 75 g | Assay,Conductivity,Heavy Metals <231> I,Identification A - Thin-Layer Chromatography <201>,Identification B,Limit of Nickel (requires Water <921> I),Nickel by ICPMS (not validated),Organic Impurities,Reducing Sugars (requires Water <921> I),Residual Solvents <467> (if required),USP Isomalt RS., USP Mannitol RS., USP Sorbitol RS.,Water Determination <921> I,(blank) | SAC 17025
12015 | Isopropyl Alcohol 70% by USP | See Isopropyl Rubbing Alcohol (70%),(blank) | SAC 17025
12016 | Isopropyl Alcohol by ACS10/S3 - pg 376, 500 mL | Assay (requires Water),Carbonyl Compounds,Color APHA,Residue after Evaporation ,Solubility in Water,Titrable Acid or Base,Ultraviolet Spectrophotometry,Water I,(blank) | SAC 17025
12017 | Isopropyl Alcohol by USP36/S2 - pg 6638, 500 mL | Acidity,Assay (requires USP 2-Propanol System Suitability RS.),Identification A - Infrared Absorption <197F>,Identification B (requires USP 2-Propanol System Suitability RS.),Limit of Nonvolatile Residue,Limit of Volatile Impurities (requires USP 2-Propanol System Suitability RS.),Refractive Index <831>,Residual Solvents <467> (if required),Specific Gravity <841>,USP 2-Propanol RS., USP 2-Propanol System Suitability RS.,Water Determination <921> I,(blank) | SAC 17025
12018 | Isopropyl Ether by ACS10/S3 - pg 378, 500 mL | Assay,Color APHA,Peroxide,Residue after Evaporation ,Titrable Acid,(blank) | SAC 17025
12019 | Isopropyl Myristate by NF31/S2 - pg 2054, 15 g | Acid Value <401>,Assay,Identification A,Iodine Value <401>,Refractive Index <831>,Residual Solvents <467> (if required),Residue on Ignition <281>,Saponification Value <401>,Specific Gravity <841>,USP Isopropyl Myristate RS., USP Isopropyl Palmitate RS.,(blank) | SAC 17025
12020 | Isopropyl Palmitate by NF31/S2 - pg 2054, 15 g | Acid Value <401>,Assay,Identification A,Iodine Value <401>,Refractive Index <831>,Residual Solvents <467> (if required),Residue on Ignition <281>,Saponification Value <401>,Specific Gravity <841>,USP Isopropyl Myristate RS., USP Isopropyl Palmitate RS.,(blank) | SAC 17025
12021 | Isopropyl Rubbing Alcohol by USP36/S2 - pg 3992, 500 mL | Acidity,Assay,Limit of Nonvolatile Residue,Residual Solvents <467> (if required),Specific Gravity <841>,(blank) | SAC 17025
12022 | Isotretinoin by USP36/S2 - pg 4012, 15 g | Assay (requires Loss on Drying <731>),Heavy Metals <231> II,Identification A <197A>,Identification B <197U>,Limit of Tretinoin,Loss on Drying <731>,Residual Solvents <467> (if required),Residue on Ignition <281>,USP Isotretinoin RS., USP Tretinoin RS.,(blank) | SAC 17025
12023 | Isoxsuprine Hydrochloride by USP36/S2 - pg 4015, 10 g | Assay (requires Loss on Drying <731>)),Heavy Metals <231> II,Identification A <197A>,Identification B <197U>,Identification C,Identification D,Loss on Drying <731>,pH <791>,Related Compounds,Residual Solvents <467> (if required),Residue on Ignition <281>,USP Isoxsuprine Hydrochloride RS.,(blank) | SAC 17025
12024 | Itraconazole by BP2013 - pg 1222, 10 g | Appearance of Solution (2.2.1 & 2.2.2, II) (requires Solution S),Assay [requires Loss on drying (2.2.32)],CHARACTERS - Appearance,CHARACTERS - Solubility,EP Itraconazole CRS., EP Itraconazole for System Suitability CRS.,Identification - Infrared Absorption Spectrophotometry (2.2.24),Loss on Drying (2.2.32),Related Substances - Liquid Chromatography (2.2.29),Solution S,Sulfated Ash (2.4.14),(blank) | SAC 17025
12025 | Itraconazole by EP7/S8 - pg 2297, 10 g | Appearance of Solution (2.2.1 & 2.2.2, II) (requires Solution S),Assay [requires Loss on drying (2.2.32)],CHARACTERS - Appearance,CHARACTERS - Solubility,EP Itraconazole CRS., EP Itraconazole for System Suitability CRS.,Identification - Infrared Absorption Spectrophotometry (2.2.24),Loss on Drying (2.2.32),Related Substances - Liquid Chromatography (2.2.29),Solution S,Sulfated Ash (2.4.14),(blank) | SAC 17025
12026 | Ivermectin by EP7/S8 - pg 4990, 10 g | Appearance of Solution (2.2.1 & 2.2.2, II),Assay (2.2.29),CHARACTERS,EP Ivermectin CRS.,Ethanol and Formamide (2.2.28),Heavy Metals (2.4.8 C),Identification A (2.2.24),Identification B,Related Substances (2.2.29),Specific Optical Rotation (2.2.7),Sulfated Ash (2.4.14),Water (2.5.12),(blank) | SAC 17025
12027 | Kanamycin Injection by USP36/S2 - pg 4033 , see tests | Assay,Bacterial Endotoxins <85>,Identification A,Identification B,Other Requirements <1>,Particulate Matter <788>,pH <791>,Residual Solvents <467> (if required),USP Amikacin RS., USP Endotoxin RS., USP Kanamycin Sulfate RS.,(blank) | SAC 17025
12028 | Kanamycin Sulfate by USP36/S2 - pg 6003, 2 g | Assay (requires Loss on Drying <731>),Bacterial Endotoxins Test <85>,Crystallinity <695>,Identification A - Infrared Absorption <197A>,Identification B - Sulfate <191>,Identification C,Loss on Drying <731>,Organic Impurities,pH <791>,Residual Solvents <467> (if required),Residue on Ignition <281> - Membrane Filtration,USP Amikacin RS., USP Endotoxin RS., USP Kanamycin Sulfate RS.,(blank) | SAC 17025
12029 | Kaolin by USP36/S2 - pg 4034, 20 g | Acid-Soluble Substances,Carbonate,Identification A - Aluminum <191>,Iron,Lead <251>,Loss on Ignition <733>,Microbial Enumeration Tests <61> and Tests for Specified Microorganisms <62>,Residual Solvents <467> (if required),(blank) | SAC 17025
12030 | Kelp by FCC8/S3 - pg 612, 25 g | Arsenic,Arsenic (by ICPMS, not validated),As, Pb (by ICPMS, not validated),Ash (Total),DESCRIPTION,Iodine Content,Lead,Lead (by ICPMS, not validated),Loss on Drying,(blank) | SAC 17025
12031 | Ketamine Hydrochloride by USP36/S2 - pg 4034, 20 g | Assay,Clarity and Color of Solution,Heavy Metals <231> I,Identification A - Infrared Absorption <197A>,Identification B,pH <791>,Related Compounds,Residual Solvents <467> (if required),Residue on Ignition <281>,USP Ketamine Hydrochloride RS., Ketamine Related Compound A RS.,(blank) | SAC 17025
12032 | Ketoconazole by USP36/S2 - pg 4036, 25 g | Assay (requires Loss on Drying <731>),Chromatographic Purity,Heavy Metals <231> II,Identification <197A>,Loss on Drying <731>,Melting Range <741>,Residual Solvents <467> (if required),Residue on Ignition <281>,Specific Rotation <781S> (requires Loss on Drying <731>),USP Ketoconazole RS.,(blank) | SAC 17025
12033 | Ketoprofen by USP36/S1 - pg 4038, 15 g | Assay (requires Loss on Drying <731>),Heavy Metals <231> II,Identification A <197A>,Identification B <197U> (requires Loss on Drying <731>),Loss on Drying <731>,Melting Range or Temperature <741> I,Organic Impurities,Residual Solvents <467> (if required),Residue on Ignition <281>,Specific Rotation <781S> (requires Loss on Drying <731>),USP Ketoprofen RS, USP Ketoprofen Related Compound D RS.,(blank) | SAC 17025
12034 | Ketorolac Tromethamine by USP36/S1 - pg 4040, 25 g | Assay (requires Loss on Drying <731>),Heavy Metals <231> II,Identification A <197A>,Identification B <197U>,Identification C,Loss on Drying <731>,Organic Impurities,pH <791>,Residual Solvents <467> (if required),Residue on Ignition <281>,USP Ketorolac Tromethamine RS.,(blank) | SAC 17025
12035 | Lactated Ringer's Injection by USP36/S2 - pg 5055, 1 L ***SEE ERRATA*** | Assay for Calcium,Assay for Chloride,Assay for Lactate,Assay for Potassium,Assay for Sodium,Bacterial Endotoxins <85>,Calcium, Potassium, and Sodium (by ICPMS, not validated),Heavy Metals <231>,Identification A - Sodium <191>, Potassium <191>, Calcium <191>, & Chloride <191>,Identification B,Other Requirements <1>,pH <791>,Residual Solvents <467> (if required),USP Sodium Lactate RS., USP Endotoxin RS.,(blank) | SAC 17025
12036 | Lactic Acid by EP7/S8 - pg 2328, 50 mL | Appearance of the Substance (2.2.2, II),Assay,Bacterial Endotoxins (2.4.14),Calcium (2.4.3) (requires Solution S),CHARACTERS,Citric, Oxalic, and Phosphoric Acids (requires Solution S),Ether-insoluble Substances,Heavy Metals (2.4.8) (requires Solution S),Identification A (2.2.4),Identification B (2.2.5),Identification C - Lactates (2.3.1),Methanol (2.4.24),Solution S,Sugars and other Reducing Substances (requires Solution S),Sulfated Ash (2.4.14),Sulfates (2.4.13) (requires Solution S),(blank) | SAC 17025
12037 | Lactic Acid by FCC8/S3 - pg 620, 60 g | Assay,Chloride,Citric, Oxalic, Phosphoric, or Tartaric Acid,Cyanide,DESCRIPTION,Identification - Lactate,Iron,Lead (by ICPMS, not validated),Lead I,Residue on Ignition,Sugars,Sulfate,(blank) | SAC 17025
12038 | Lactic Acid by USP36/S2 - pg 4048, 150 mL | Angular Rotation <781A>,Assay,Chloride,Heavy Metals <231> II,Identification A - Lactate <191>,Limit of Citric, Oxalic, Phosphoric, or Tartaric Acid,Readily Carbonizable Substances,Residual Solvents <467> (if required),Residue on Ignition <281>,Sugars,Sulfate,(blank) | SAC 17025
12039 | Lactobionic Acid by NF31/S2 - pg 2060, 20 g | Appearance of Solution,Assay (requires Water Determination <921> Ia),Heavy Metals <231>,Identification A - Infrared Absorption <197A>,Identification B - Thin-Layer Chromatography <621>,Reducing Sugars,Residual Solvents <467> (if required),Specific Rotation <781S> (requires Water Determination <921> Ia),Total Ash <561>,USP Lactobionic Acid RS.,Water Determination <921> Ia,(blank) | SAC 17025
12040 | Lactose by BP2013 - pg 1291, 75 g + 100 g (if Density needed) | Absorbance (2.2.25),Acidity or Alkalinity,Appearance of Solution (2.2.1 & 2.2.2, II),Bulk and Tapped Density (2.9.34),CHARACTERS - Appearance,CHARACTERS - Solubility,EP Fructose CRS., EP Glucose CRS., EP Lactose CRS., EP Sucrose CRS.,FUNCTIONALITY-RELATED CHARACTERISTICS,Heavy Metals (2.4.8, A),Identification A - Infrared Absorption Spectrophotometry (2.2.24),Identification B - Thin-Layer Chromatography (2.2.27),Identification C,Identification D - Water,Microbial Contamination,Partical-Size Distribution (2.9.31),Partical-Size Distribution (2.9.38),Specific Optical Rotation (2.2.27) [requires Water (2.5.12)],Sulphated Ash (2.4.14),Water (2.5.12),(blank) | SAC 17025
12041 | Lactose Hydrate by JP16/S1 - pg 1019 (*Harmonized with EP/USP) | DESCRIPTION,Identification <2.25>*,Loss on Drying <2.41>,Microbial Limit <4.05>,Optical Rotation <2.49>* (requires water),Purity (1) Clarity and Color of Solution*,Purity (2) Acidity or Alkalinity*,Purity (3) Heavy Metals <1.07> 1,Purity (4) Proteins and light absorbing substances*,Residue on Ignition <2.44>*,Water <2.48>*,(blank) | SAC 17025
12042 | Lactose Monohydrate by EP7/S8 - pg 2333, 75 g + 100 g (if Density needed) | Absorbance (2.2.25),Acidity or Alkalinity,Appearance of Solution (2.2.1 & 2.2.2, II),Bulk and Tapped Density (2.9.34),CHARACTERS - Appearance,CHARACTERS - Solubility,EP Fructose CRS., EP Glucose CRS., EP Lactose CRS., EP Sucrose CRS.,FUNCTIONALITY-RELATED CHARACTERISTICS,Heavy Metals (2.4.8, A),Identification A - Infrared Absorption Spectrophotometry (2.2.24),Identification B - Thin-Layer Chromatography (2.2.27),Identification C,Identification D - Water,Microbial Contamination,Partical-Size Distribution (2.9.31),Partical-Size Distribution (2.9.38),Specific Optical Rotation (2.2.27) [requires Water (2.5.12)],Sulphated Ash (2.4.14),Water (2.5.12),(blank) | SAC 17025
12043 | Lactose Monohydrate by NF31/S2 - pg 2063, 75 g | Acidity or Alkalinity,Clarity and Color of Solution,Heavy Metals <231>,Identification A - Infrared Absorption <197A>,Identification B - Thin-Layer Chromatographic Identification Test <201>,Loss on Drying <731>,Microbial Enumeration Tests <61> and Tests for Specified Microorganisms <62>,Protein and Light-Absorbing Impurities <851>,Residual Solvents <467> (if required),Residue on Ignition <281>,Specific Rotation <781S> (requires Water Determination <921> I),USP Dextrose RS., USP Fructose RS., USP Lactose Monohydrate RS., USP Sucrose RS.,Water Determination <921> I,(blank) | SAC 17025
12044 | Lactose, Anhydrous by NF31/S2 - pg 2061, 75 g | Acidity or Alkalinity,Clarity and Color of Solution,Content of Alpha and Beta Anomers,Heavy Metals <231> II,Identification A - Infrared Absorption <197A>,Identification B - Thin-Layer Chromatographic Identification Test <201>,Loss on Drying <731>,Microbial Enumeration Tests <61> and Tests for Specified Microorganisms <62>,Protein and Light-Absorbing Impurities <851>,Residual Solvents <467> (if required),Residue on Ignition <281>,Specific Rotation <781S> (requires Water <921> I),USP Anhydrous Lactose RS., USP Sucrose RS., USP Fructose RS., USP Dextrose RS.,Water Determination <921> I,(blank) | SAC 17025
12045 | L-Alanine by USP | See Alanine,(blank) | SAC 17025
12046 | Lanolin by USP36/S2 - pg 4060, 150 g | Acid Value (Free Fatty Acids) <401>,Alkalinity,Ammonia,Chloride <221>,Foreign Substances,Iodine Value <401>,Melting Range or Temperature <741> II,Petrolatum,Residual Solvents <467> (if required),Residue on Ignition <281>,USP Lanolin RS.,Water Determination <921> I,Water-Soluble Acids and Alkalies,Water-Soluble Oxidizable Substances,(blank) | SAC 17025
12047 | Lanolin, Modified by USP36/S2 - pg 4063, 150 g | Acid Value (Free Fatty Acids) <401>,Alkalinity,Ammonia,Foreign Substances,Limit of Free Lanolin Alcohols,Petrolatum,Residual Solvents <467> (if required),USP Lanolin Alcohols RS.,USP Lanolin RS.,Water Determination <921> I,Water-Soluble Acids and Alkalies,(blank) | SAC 17025
12048 | L-Arginine by USP | see Arginine,(blank) | SAC 17025
12049 | L-Arginine Hydrochloride by JP16/S1 - pg 394, 25 g | Assay <2.50>,DESCRIPTION,Identification (1) Infrared Spectrophotometry <2.25>,Identification (2) Chloride <1.09>,Loss on Drying <2.41>,Optical Rotation <2.49>,pH <2.54>,Purity (1) Clarity and Color of Solution,Purity (2) Sulfate <1.14>,Purity (3) Ammonium <1.02>,Purity (4) Heavy Metals <1.07> I,Purity (5) Arsenic <1.11> I,Purity (6) Related Substances <2.03>,Residue on Ignition <2.44>,(blank) | SAC 17025
12050 | L-Asparagine by FCC8/S3 - pg 83, 75 g | Assay,DESCRIPTION,Identification - Infrared Spectra,Lead,Loss on Drying,Optical (Specific) Rotation,Residue on Ignition (Sulfated Ash),(blank) | SAC 17025
12051 | L-Asparagine by USP36/S2 - Reagent Specifications - pg 1145, 35 g | Chloride,DESCRIPTION,Heavy Metals,Nitrogen Content <461> II,Residual Solvents <467> (if required),Residue on Ignition,Specific Rotation <781>,Sulfate I,(blank) | SAC 17025
12052 | L-Aspartic Acid by FCC8/S3 - pg 88, 75 g | Assay (requires Loss on Drying),DESCRIPTION,Identification - Infrared Absorption,Lead,Loss on Drying,Optical (Specific) Rotation,Residue on Ignition (Sulfated Ash),USP Aspartic Acid RS.,(blank) | SAC 17025
12053 | Lauroyl Macrogolglycerides by EP7/S8 - pg 2344, 50 g | Acid Value (2.5.1),Alkaline Impurities,CHARACTERS,Composition of Fatty Acids (2.4.22, A),Drop Point (2.2.17),Ethylene Oxide and Dioxan (2.4.25),Free Glycerol,Heavy Metals (2.4.8, C),Hydroxyl Value (2.5.3, A),Identification A (2.2.27),Identification B - Hydroxyl Value,Identification C - Saponification Value,Identification D - Fatty Acid Composition,Peroxide Value (2.5.5, A),Saponification Value (2.5.6),Total Ash (2.4.16),Water (2.5.12),(blank) | SAC 17025
12054 | L-Cysteine Hydrochloride Monohydrate by USP | see Cysteine Hydrochloride,(blank) | SAC 17025
12055 | L-Cysteine Monohydrochloride by FCC8/S3- pg 308, 75 g | Assay,DESCRIPTION,Identification - Infrared Absorption,Lead,Loss on Drying,Optical (Specific) Rotation (requires Loss on Drying),Residue on Igniton (Sulfated Ash),USP L-Cysteine Hydrochloride RS.,(blank) | SAC 17025
12056 | L-Cystine by FCC8/S3 - page 309, 10 g | Assay - Nitrogen Determination (requires Loss on Drying),DESCRIPTION,Identification - Infrared Spectra,Lead,Loss on Drying,Optical (Specific) Rotation,Residue on Ignition (Sulfated Ash),(blank) | SAC 17025
12057 | Lead | <251> | SAC 17025
12058 | Lead Acetate Trihydrate by ACS10/S3 - pg 382, 80 g | Assay,Calcium, Copper, Iron, Potassium, and Sodium by ICPMS,Chloride,Insoluble Matter,Nitrate and Nitrite,(blank) | SAC 17025
12059 | Lead Carbonate by ACS10/S3 - pg 384, 33 g | Cd, Ca, Fe, K, Na, Zn (by ICPMS, not validated),Chloride,Insoluble in Dilute Acetic Acid,Nitrate and Nitrite,(blank) | SAC 17025
12060 | Lead in Sugars | 2.4.10 | SAC 17025
12061 | Lecithin by FCC8/S3 - pg 634, 100 g | Acetone-Insoluble Matter (as Phosphatides),Acid Value,DESCRIPTION,Hexane Insoluble Matter,Lead,Lead (by ICPMS, not validated),Peroxide Value,Water,(blank) | SAC 17025
12062 | Lecithin by NF31/S2 - pg 2066, 75 g | Acid Value <401>,Assay - Content of Acetone-Insoluble Matter,Heavy Metals <231> II,Hexane-Insoluble Matter,Identification A,Identification B - Paper Chromatography <621>,Lead <251>,Peroxide Value,Residual Solvents <467> (if required),USP Choline Chloride RS.,Water Determination <921> I,(blank) | SAC 17025
12063 | Lemon Oil, Cold-Pressed by FCC8/S3 - pg 636, 35 mL | Angular Rotation,Assay - Aldehydes,DESCRIPTION,Identification - Infrared Spectra,Refractive Index,Solubility in Alcohol,Specific Gravity,Ultraviolet Absorbance,(blank) | SAC 17025
12064 | Lemon Oil, Desert Type, Cold-Pressed by FCC8/S3 - pg 637, 35 mL | Angular Rotation,Assay - Aldehydes,DESCRIPTION,Identification - Infrared Spectra,Refractive Index,Solubility in Alcohol,Specific Gravity,Ultraviolet Absorbance,(blank) | SAC 17025
12065 | Letrozole by USP36/S2 - pg 4071, 15 g | Assay (requires Water Determination <921> I),Heavy Metals <231> II,Identification A - Infrared Absorption <197A>,Identification B,Organic Impurities,Residual Solvents <467> (if required),Residue on Ignition <281>,USP Letrozole RS., USP Letrozole Related Compound A RS.,Water Determination <921> I,(blank) | SAC 17025
12066 | Leucine by EP7/S8 - pg 5727, 25 g | Appearance of Solution (2.2.1 & 2.2.2, II),Assay [requires Loss on drying (2.2.32)],CHARACTERS - Appearance,CHARACTERS - Solubility,Chlorides (2.4.4),EP Leucine CRS., EP Valine CRS.,Heavy Metals (2.4.8, H),Identification A [requires Loss on Drying (2.2.32)],Identification B (2.2.24),Identification C (2.2.27),Iron (2.4.9),Loss on Drying (2.2.32),Ninhydrin-Positive Substances (2.2.56) 1,Specific Optical Rotation (2.2.7) [requires Loss on Drying (2.2.32)],Sulfated Ash (2.4.14),Sulfates (2.4.13),(blank) | SAC 17025
12067 | Leucine by USP36/S2 - pg 4073, 25 g | Assay (requires Loss on Drying <731>),Chloride <221>,Heavy Metals <231> II,Identification A - Infrared Absorption <197A>,Iron <241>,Loss on Drying <731>,pH <791>,Related Compounds,Residual Solvents <467> (if required),Residue on Ignition <281>,Specific Rotation <781S> (requires Loss on Drying <731>),Sulfate <221>,USP L-Leucine RS., USP L-Valine RS.,(blank) | SAC 17025
12068 | Leuprolide Acetate by USP36/S2 - pg 4076, 25 g | ALL TESTING REQUIRES SAMPLE HANDLING UNDER NITROGEN IN GLOVE BOX,Amino Acid Content,Assay (requires Water Determination <921> Ic & Content of Acetic Acid),Bacterial Endotoxins Test <85>,Chromatographic Purity,Content of Acetic Acid,Identification A - Infrared Absorption <197A>,Identification B,Residual Solvents <467> (if required),Residue on Ignition <281>,Specific Rotation <781S> (requires Water Determination <921> Ic & Content of Acetic Acid),USP Endotoxin RS., USP Leuprolide Acetate RS.,Water Determination <921> Ia (by Volumetric KF titration, not validated),Water Determination <921> Ic,(blank) | SAC 17025
12069 | Levalbuterol Hydrochloride by USP36 | ADD MONOGRAPH TESTS WHEN NEEDED,(blank) | SAC 17025
12070 | Levalbuterol Inhalation Solution by USP36 | ADD MONOGRAPH TESTS WHEN NEEDED,(blank) | SAC 17025
12071 | Levetiracetam Tablets by USP36 | ADD MONOGRAPH TESTS WHEN NEEDED,(blank) | SAC 17025
12072 | levo-Albuterol by Chine Worldbest Method (Spectrum Chemical and Lab Products) | Assay,CHARACTERS,Chromatographic Purity,Identification A,Identification B,Organic Volatile Impurities,Residue on Ignition,Specific Optical Rotation,Water,(blank) | SAC 17025
12073 | Levobunolol Hydrochloride by USP36/S2 - pg 4090, 20 g | Assay (requires Loss on Drying <731>),Identification A <197A>,Identification B <197U>,Loss on Drying <731>,Melting Range <741>,pH <791>,Residual Solvents <467> (if required),Residue on Ignition <281>,Specific Rotation <781S> (requires Loss on Drying <731>),USP Levobunolol Hydrochloride RS.,(blank) | SAC 17025
12074 | Levocarnitine by EP7/S8 - pg 2355, 15 g | Appearance of Solution (2.2.1 & 2.2.2, II) (requires Solution S),Assay [requires Water (2.5.12)],CHARACTERS,Chlorides (2.4.4) (requires Solution S),EP Levocarnitine CRS., EP Levocarnitine Impurity A CRS.,Heavy Metals (2.4.8, A) (requires Solution S),Identification A [requires Solution S & Water (2.5.12)],Identification B (2.2.24),Identification C (2.2.14) (requires Solution S),pH (2.2.3) (requires Solution S),Related Substances (2.2.29),Solution S,Specific Optical Rotation (2.2.7) [requires Solution S & Water (2.5.12)],Sulfated Ash (2.4.14),Sulfates (2.4.13) (requires Solution S),Water (2.5.12),(blank) | SAC 17025
12075 | Levocarnitine by USP36/S2 - pg 4092, 20 g | Assay (requires Water Determination <921>),Chloride <221>,Heavy Metals <231>,Identification A - Infrared Absorption <197A>,K, Na (by ICP-MS, not validated),Limit of Potassium,Limit of Sodium,pH <791>,Potassium (by ICPMS, not validated),Residual Solvents <467> (if required),Residue on Ignition <281>,Sodium (by ICPMS, not validated),Specific Rotation <781S> (requires Water Determination <921>),USP Levocarnitine RS.,Water Determination <921>,(blank) | SAC 17025
12076 | Levodopa by USP36/S2 - pg 4095, 20 g | Assay (requires Loss on Drying <731>),Heavy Metals <231> II,Identification A - Infrared Absorption <197A>,Identification B - Ultraviolet Absorption <197U> (requires Loss on Drying <731>),Identification C,Loss on Drying <731>,Organic Impurities,Residual Solvents <467> (if required),Residue on Ignition <281>,Specific Rotation <781S> (requires Loss on Drying <731>),USP Levodopa RS., USP Levodopa Related Compound B RS., USP L-Tyrosine RS.,(blank) | SAC 17025
12077 | Levorphanol Tartrate by USP36/S2 - pg 4104, 5 g | Assay (Requires Water <921> I),Identification A - Infrared Absorption <197A>,Identification B - Ultraviolet Absorption <197U> (requires Water <921> I),Ordinary Impurities <466>,Residual Solvents <467> (if required),Residue on Ignition <281>,Specific Rotation <781S> (requires Water <921> I),USP Levorphanol Tartrate RS.,Water <921> I,(blank) | SAC 17025
12078 | Levothyroxine Sodium by USP36/S2 - pg 4105, 2 g | Assay (requires Water Determination <921> I),Identification A - Infrared Absorption <197A>,Identification B,Identification C - Sodium <191>,Organic Impurities - Procedure 1,Organic Impurities - Procedure 2,Residual Solvents <467> (if required),Specific Rotation <781S> (requires Water Determination <921> I),USP Levothyroxine RS., USP Liothyronine RS., USP Levothyroxine for Peak Identification RS.,Water Determination <921> I,(blank) | SAC 17025
12079 | L-Glutamic Acid by FCC8/S3 - pg 495, 75 g | Assay (requires Loss on Drying),DESCRIPTION,Identification - Infrared Absorption,Lead,Loss on Drying,Optical (Specific) Rotation,Residue on Ignition (Sulfated Ash),USP Glutamic Acid RS.,(blank) | SAC 17025
12080 | L-Glutamic Acid Hydrochloride by FCC8/S3 - pg 496, 75 g | Assay,DESCRIPTION,Identification - Infrared Spectra,Lead,Loss on Drying,Optical (Specific) Rotation (requires Loss on Drying),Residue on Ignition (Sulfated Ash),(blank) | SAC 17025
12081 | L-Glutamine by FCC8/S3 - pg 497, 75 g | Assay,DESCRIPTION,Identification - Infrared Absorption,Lead,Loss on Drying,Optical (Specific) Rotation,Residue on Ignition (Sulfated Ash),USP Glutamine RS.,(blank) | SAC 17025
12082 | L-Histidine by FCC8/S3 - pg 547, 30 g | Assay,DESCRIPTION,Identification - Infrared Absorption,Lead,Loss on Drying,Optical (Specific) Rotation,Residue on Ignition (Sulfated Ash),USP L-Histidine RS.,(blank) | SAC 17025
12083 | L-Histidine by JP16/S1 - pg 920, 30 g | Assay <2.50> (requires Loss on Drying <2.41>),DESCRIPTION,Identification - Infrared Spectrophotometry <2.25>,Loss on Drying <2.41>,Optical Rotation <2.49> (requires Loss on Drying <2.41>),pH <2.54>,Purity (1) Clarity and Color of Solution,Purity (2) Chloride <1.03>,Purity (3) Sulfate <1.14>,Purity (4) Ammonium <1.02>,Purity (5) Heavy Metals <1.07>,Purity (6) Iron <1.10> 1A,Purity (7) Related Substances <2.03>,Residue on Ignition <2.44>,(blank) | SAC 17025
12084 | L-Histidine Hydrochloride Hydrate by JP16/S1 - pg 920, 30 g | Assay <2.50> (requires Water <2.48>),DESCRIPTION,Identification (1) Infrared Spectrophotometry <2.25>,Identification (2) Chloride <1.09>,Optical Rotation <2.49> (requires Water <2.48>),pH <2.54>,Purity (1) Clarity and Color of Solution,Purity (2) Sulfate <1.14>,Purity (3) Ammonium <1.02>,Purity (4) Heavy Metals <1.07> 1,Purity (5) Iron <1.10>,Purity (6) Related Substances <2.03>,Residue on Ignition <2.44>,Water <2.48>,(blank) | SAC 17025
12085 | L-Histidine Monohydrochloride by FCC8/S3 - pg 1840, 30 g | Assay,DESCRIPTION,Identification - Infrared Spectra,Lead,Loss on Drying,Optical (Specific) Rotation,Residue on Ignition (Sulfated Ash),USP L-Histidine Monohydrochloride Monohydrate RS.,(blank) | SAC 17025
12086 | Lidocaine by USP36/S2 - pg 4110, 10 g | Assay,Chloride <221>,Heavy Metals <231> I,Identification A - Infrared Absorption <197A>,Identification B,Melting Range or Temperature <741>,Residual Solvents <467> (if required),Residue on Ignition <281>,Sulfate <221>,USP Lidocaine RS.,(blank) | SAC 17025
12087 | Lidocaine Hydrochloride and Epinephrine Injection by USP36/S2 - pg 4114, see monograph | Assay for Epinephrine,Assay for Lidocaine Hydrochloride,Bacterial Endotoxins <85>,Color and Clarity,Identification A - Infrared Absorption <197A> (requires Identification Sample Preparation),Identification Sample Preparation,Other Requirements <1>,pH <791>,Residual Solvents <467> (if required),USP Endotoxin RS., USP Epinephrine Bitartrate RS., USP Lidocaine RS.,(blank) | SAC 17025
12088 | Lidocaine Hydrochloride by EP7/S8 - pg 2366 10 g | Appearance of Solution (2.2.1 & 2.2.2 II) (requires Solution S),Assay [requires Water (2.5.12)],CHARACTERS,EP Lidocaine Hydrochloride CRS.,Heavy Metals (2.4.8, E),Identification A (2.2.14),Identification B (2.2.24),Identification C ,Identification D - Chlorides (2.3.1, a),pH (2.2.3) (requires Solution S),Related Substances (2.2.29),Solution S,Sulfated Ash (2.4.14),Water (2.5.12),(blank) | SAC 17025
12089 | Lidocaine Hydrochloride by USP36/S2 - pg 4112, 10 g | Assay (requires Water Determination <921> I),Bacterial Endotoxins Test <85>,Heavy Metals <231> I,Identification A - Infrared Absorption <197A> (requires Identification A Prep),Identification A Prep + Part B,Identification B ,Identification C - Chloride <191>,Melting Range or Temperature <741>,Residual Solvents <467> (if required),Residue on Ignition <281>,Sulfate <221>,USP Endotoxin RS., USP Lidocaine RS.,Water Determination <921> I,(blank) | SAC 17025
12090 | Lidocaine Hydrochloride Injection by USP36/S2 - pg 4113, see monograph | Assay,Bacterial Endotoxins <85>,Identification - Infrared Absorption <197A> (requires Identification Sample Preparation),Identification Sample Preparation,Other Requirements <1>,Particulate Matter <788>,pH <791>,Residual Solvents <467> (if required),USP Endotoxin RS, USP Lidocaine RS,(blank) | SAC 17025
12091 | Light Mineral Oil by EP | See Paraffin, Light Liquid,(blank) | SAC 17025
12092 | Lime Oil, Cold-Pressed by FCC8/S3 - pg 643, 35 mL | Angular Rotation,Assay - Aldehydes,DESCRIPTION,Identification - Infrared Spectra,Refractive Index,Residue on Evaporation,Specific Gravity,Ultraviolet Absorbance,(blank) | SAC 17025
12093 | Liothyronine Sodium by USP36/S2 - pg 4121, 50 g | Assay (requires Loss on Drying <731>),Chloride Content,Identification A (requires Loss on Drying <731>),Identification B,Identification C - Sodium <191>,Identification D,Limit of Levothyroxine Sodium,Loss on Drying <731>,Residual Solvents <467> (if required),Sodium Content,Specific Rotation <781S> (requires Loss on Drying <731>),USP Levothyroxine RS., USP Liothyronine RS.,(blank) | SAC 17025
12094 | Lipoic Acid, Alpha by USP36/S2 - Dietary Supplements - pg 1517, 15 g | Assay (requires Loss on Drying),Chromatographic Purity, Procedure 1,Chromatographic Purity, Procedure 2,Heavy Metals <231> II,Identification A,Identification B - Infrared Absorption <197A>,Loss on Drying <731>,Melting Range or Temperature <741>,Residual Solvents <467> (if required),Residue on Ignition <281>,Specific Rotation <781S> (requires Loss on Drying <731>),USP Alpha Lipoic Acid RS.,(blank) | SAC 17025
12095 | Liquid Chromatography | 2.2.29 | SAC 17025
12096 | L-Isoleucine by FCC8/S3 - pg 602, 25 g | Assay (requires Loss on Drying),DESCRIPTION,Identification - Infrared Absorption,Lead,Loss on Drying,Optical (Specific) Rotation,Residue on Ignition (Sulfated Ash),USP L-Isoleucine RS.,(blank) | SAC 17025
12097 | L-Isoleucine by JP16/S1 - pg 983, 25 g | Assay <2.50>,DESCRIPTION,Identification <2.25>,Loss on Drying <2.41>,Optical Rotation <2.49>,pH <2.54>,Purity (1) Clarity and Color of Solution,Purity (2) Chloride <1.03>,Purity (3) Sulfate <1.14>,Purity (4) Ammonium <1.02>,Purity (5) Heavy Metals <1.07>,Purity (6) Arsenic <1.11> II,Purity (7) Related Substances <2.03>,Residue on Ignition <2.44>,(blank) | SAC 17025
12098 | Lithium Carbonate by USP36/S2 - pg 4130, 45 g | Aluminum and Iron,Assay (requires Loss on Drying <731>),Calcium,Chloride <221>,Heavy Metals <231>,Identification A,Identification B,Insoluble Substances,Loss on Drying <731>,Reaction,Residual Solvents <467> (if required),Sodium,Sodium (by ICPMS, not validated),Sulfate <221>,(blank) | SAC 17025
12099 | L-Leucine by FCC8/S3 - pg 641, 25 g | Assay (requires Loss on Drying),DESCRIPTION,Identification - Infrared Absorption,Lead,Loss on Drying,Optical (Specific) Rotation (requires Loss on Drying),Residue on Ignition (Sulfated Ash),USP L-Leucine RS.,(blank) | SAC 17025
12100 | L-Leucine by JP16/S1 - pg 1028, 25 g | Assay,DESCRIPTION,Identification <2.25>,Loss on Drying <2.41>,Optical Rotation <2.49>,pH <2.54>,Purity (1) Clarity and Color of Solution,Purity (2) Chloride <1.03>,Purity (3) Sulfate <1.14>,Purity (4) Ammonium <1.02>,Purity (5) Heavy Metals <1.07> 4,Purity (6) Arsenic <1.11> 2,Purity (7) Related Substances <2.03>,Residue on Ignition <2.44>,(blank) | SAC 17025
12101 | L-Lysine by USP36/S2 - Reagent Specifications - pg 1173, 2 g | DESCRIPTION,Nitrogen Content <461> I,Residual Solvents <467> (if required),Specific Rotation <781>,(blank) | SAC 17025
12102 | L-Lysine Hydrochloride by JP16/S1 - pg 1049, 25 g | Assay (requires Loss on Drying),DESCRIPTION,Identification (1) Infrared Spectroscopy <2.25>,Identification (2) Chloride <1.09>,Loss on Drying <2.41>,Optical Rotation <2.49>,pH <2.54>,Purity (1) Clarity and Color of Solution,Purity (2) Sulfate <1.14>,Purity (3) Ammonium <1.02>,Purity (4) Heavy Metals <1.07> I,Purity (5) Arsenic <1.11> I,Purity (6) Related Substances <2.03>,Residue on Ignition <2.44>,(blank) | SAC 17025
12103 | L-Lysine Monohydrochloride by FCC8/S3 - pg 668, 25 g | Assay,DESCRIPTION,Identification - Infrared Absorption,Lead,Loss on Drying,Optical (Specific) Rotation,Residue on Ignition (Sulfated Ash),USP L-Lysine Hydrochloride RS.,(blank) | SAC 17025
12104 | l-Menthol by JP16/S1 - pg 1079, 25 g | Assay,DESCRIPTION,Identification (1),Identification (2),Melting Point <2.60>,Optical Rotation <2.49>,Purity (1) Non-volatile Residue,Purity (2) Thymol,Purity (3) Nitromethane or Nitroethane,(blank) | SAC 17025
12105 | L-Methionine by JP16/S1 - pg 1092, 25 g | Assay,DESCRIPTION,Identification <2.25>,Loss on Drying <2.41>,Optical Rotation <2.49>,pH <2.54>,Purity (1) Clarity and Color of Solution,Purity (2) Chloride <1.03>,Purity (3) Sulfate <1.14>,Purity (4) Ammonium <1.02>,Purity (5) Heavy Metals <1.07>,Purity (6) Arsenic <1.11>,Purity (7) Related Substances <2.03>,Residue on Ignition <2.44>,(blank) | SAC 17025
12106 | Loperamide Hydrochloride by EP7/S8 - pg 2376, 10 g | Assay [requires Loss on drying (2.2.32)],CHARACTERS,EP Loperamide Hydrochloride CRS., EP Loperamide Hydrochloride for System Suitability CRS.,Identification (2.2.24),Loss on Drying (2.2.32),Related Substances (2.2.29),Sulfated Ash (2.4.14),(blank) | SAC 17025
12107 | Loperamide Hydrochloride by USP36/S2 - pg 4135, 10 g | Assay (requires Loss on Drying <731>),Chloride Content,Chromatographic Purity,Heavy Metals <231> II,Identification A - Infrared Absorption <197A>,Identification B,Loss on Drying <731>,Residual Solvents <467> (if required),Residue on Ignition <281>,USP Loperamide Hydrochloride RS.,(blank) | SAC 17025
12108 | Lopinivir by USP36 | ADD MONOGRAPH TESTS WHEN NEEDED,(blank) | SAC 17025
12109 | Loratadine by BP2013 - pg 1351, 10 g | Appearance of Solution (2.2.1 & 2.2.2, II),Assay (2.2.20) [requires Loss on Drying (2.2.32)],CHARACTERS - Appearance,CHARACTERS - Solubility,EP Loratadine CRS., EP Loratadine for System Suitability CRS. (contains impurity A and E), EP Loratadine Impurity F CRS., EP Loratadine Impurity H CRS.,Identification - Infrared Absorption Spectrophotometry (2.2.24),Impurity H - Gas Chromatography (2.2.28),Loss on Drying (2.2.32),Related Substances - Liquid Chromatography (2.2.29),Sulfated Ash (2.4.14),Sulfates (2.4.13),(blank) | SAC 17025
12110 | Loratadine by EP7/S8 - pg 2379, 10 g | Appearance of Solution (2.2.1 & 2.2.2, II),Assay (2.2.20) [requires Loss on Drying (2.2.32)],CHARACTERS - Appearance,CHARACTERS - Solubility,EP Loratadine CRS., EP Loratadine for System Suitability CRS. (contains impurity A and E), EP Loratadine Impurity F CRS., EP Loratadine Impurity H CRS.,Identification - Infrared Absorption Spectrophotometry (2.2.24),Impurity H - Gas Chromatography (2.2.28),Loss on Drying (2.2.32),Related Substances - Liquid Chromatography (2.2.29),Sulfated Ash (2.4.14),Sulfates (2.4.13),(blank) | SAC 17025
12111 | Lorazepam by USP36/S2 - pg 4149, 15 g | Assay (requires Loss on Drying <731>),Heavy Metals <231> II,Identification A - Infrared Absorption <197A>,Identification B,Loss on Drying <731>,Organic Impurities,Residual Solvents <467> (if required),Residue on Ignition <281>,USP Lorazepam RS., USP Lorazepam Related Compound A RS., USP Lorazepam Related Compound B RS., USP Lorazepam Related Compound C RS., USP Lorazepam Related Compound D RS., USP Lorazepam Related Compound E RS.,(blank) | SAC 17025
12112 | Lorazepam Tablets by USP36 | ADD MONOGRAPH TESTS WHEN NEEDED,(blank) | SAC 17025
12113 | Losartan Potassium by USP36/S2 - pg 4155, 25 g | Assay (requires Water Determination and Residual Solvents ),Heavy Metals <231> II,Identification A - Infrared Absorption <197K>,Identification B - Ultraviolet Absorption <197U>,Identification C - Potassium <191>,Organic Impurities,Residual Solvents <467> (required for Assay calculation),USP Losartan Potassium RS,Water Determination <921> I,(blank) | SAC 17025
12114 | Losartan Potassium Tablets by USP36 | ADD MONOGRAPH TESTS WHEN NEEDED,(blank) | SAC 17025
12115 | Loss on Drying | <731> | SAC 17025
12116 | Loss on Drying | 2.2.32 | SAC 17025
12117 | Loss on Drying of Extracts | 2.8.17 | SAC 17025
12118 | Loss on Ignition | <733> | SAC 17025
12119 | L-Phenylalanine by JP16/S1 - pg 1240, 25 g | Assay,DESCRIPTION,Identification <2.25>,Loss on Drying <2.41>,Optical Rotation <2.49>,pH <2.54>,Purity (1) Clarity and Color of Solution,Purity (2) Chloride <1.03>,Purity (3) Sulfate <1.14>,Purity (4) Ammonium <1.02>,Purity (5) Heavy Metals <1.07>,Purity (6) Arsenic <1.11>,Purity (7) Related Substances <2.03>,Residue on Ignition <2.44>,(blank) | SAC 17025
12120 | L-Proline by FCC8/S3 - pg 952, 25 g | Assay (requires Loss on Drying),DESCRIPTION,Identification - Infrared Absorption,Lead,Loss on Drying,Optical (Specific) Rotation,Residue on Ignition (Sulfated Ash),USP L-Proline RS.,(blank) | SAC 17025
12121 | L-Serine by FCC8/S3 - pg 1009, 25 g | Assay (requires Loss on Drying),DESCRIPTION,Identification - Infrared Absorption,Lead,Loss on Drying,Optical (Specific) Rotation,Residue on Ignition (Sulfated Ash),USP L-Serine RS.,(blank) | SAC 17025
12122 | L-Threonine by FCC8/S3 - pg 1134, 25 g | Assay (requires Loss on Drying),DESCRIPTION,Identification - Infrared Absorption,Lead,Loss on Drying,Optical (Specific) Rotation,Residue on Ignition (Sulfated Ash),USP L-Threonine RS.,(blank) | SAC 17025
12123 | L-Threonine by JP16/S1 - pg 1492, 25 g | Assay,DESCRIPTION,Identification <2.25>,Loss on Drying <2.41>,Optical Rotation <2.49>,pH <2.54>,Purity (1) Clarity and Color of Solution,Purity (2) Chloride <1.03>,Purity (3) Sulfate <1.14>,Purity (4) Ammonium <1.02>,Purity (5) Heavy Metals <1.07> I,Purity (6) Arsenic <1.11>,Purity (7) Related Substances <2.03>,Residue on Ignition <2.44>,(blank) | SAC 17025
12124 | L-Tryptophan by FCC8/S3 - pg 1777, 15 g | Assay (requires Loss on Drying),DESCRIPTION,Identification A - Infrared Absorption,Identification B,Lead,Loss on Drying,Optical (Specific) Rotation,Related Compounds,Residue on Ignition (Sulfated Ash),USP L-Tryptophan RS., USP Tryptophan Related Compound B RS.,(blank) | SAC 17025
12125 | L-Tryptophan by JP16/S1 - pg 1543, 15 g | Assay <2.50>,DESCRIPTION,Identification - Infrared Spectrophotometry <2.25>,Loss on Drying <2.41>,Optical Rotation <2.49>,pH <2.54>,Purity (1) Clarity of Solution,Purity (2) Chloride <1.03>,Purity (3) Sulfate <1.14>,Purity (4) Ammonium <1.02>,Purity (5) Heavy Metals <1.07> 4,Purity (6) Arsenic <1.11>,Purity (7) Related Substances <2.03>,Residue on Ignition <2.44>,(blank) | SAC 17025
12126 | Lufenuron (Anhydrous) for Veterinary Use by EP7/S8 - pg 2385, 10 g | Assay (2.2.29) [requires Loss on Drying (2.2.32)],CHARACTERS,EP Lufenuron CRS., EP Lufenuron Impurity G CRS., EP Lufenuron for Peak Identification CRS.,Heavy Metals (2.4.8, B),Identification (2.2.24),Loss on Drying (2.2.32),Related Substances (2.2.29),Sulfated Ash (2.4.14),(blank) | SAC 17025
12127 | L-Valine by JP16/S1 - pg 15571, 25 g | Assay <2.50>,DESCRIPTION,Identification - Infrared Spectrophotometry <2.25>,Loss on Drying <2.41>,Optical Rotation <2.49>,pH <2.54>,Purity (1) Clarity and Color of Solution,Purity (2) Chloride <1.03>,Purity (3) Sulfate <1.14>,Purity (4) Ammonium <1.02>,Purity (5) Heavy Metals <1.07> 1,Purity (6) Arsenic <1.11> 2,Purity (7) Related Substances <2.03>,Residue on Ignition <2.44>,(blank) | SAC 17025
12128 | Lycopene by USP36/S2 - Dietary Supplements - pg 1522, 10 g | Composition - Content of All-E-Lycopene, 5Z-Lycopene, and Related Compounds,Composition - Content of Lycopene (requires Loss on Drying <731>),Heavy Metals <231> II,Identification A - Ultraviolet-Visible Absorption <197U>,Identification B,Loss on Drying <731>,Residual Solvents <467> (if required),Residue on Ignition <281>,USP Lycopene RS.,(blank) | SAC 17025
12129 | Lycopene Preparation by USP36/S2 - Dietary Supplements - pg 1523, 10 g | Composition - Content of All-E-Lycopene, 5Z-Lycopene, and Related Compounds,Composition - Content of Lycopene (requires Water <921> I),Identification A - Ultraviolet-Visible Absorption <197U>,Residual Solvents <467> (if required),USP Lycopene RS.,Water Determination <921> I,(blank) | SAC 17025
12130 | Lyrica | (blank) | SAC 17025
12131 | Lysine Hydrochloride by EP7/S8 - pg 5728, 50 g | Appearance of Solution (2.2.1 & 2.2.2, II) (requires Solution S),Assay (2.2.20) [requires Loss on Drying (2.2.32)],CHARACTERS - Appearance,CHARACTERS - Solubility,EP Lysine Hydrochloride CRS., EP Arginine CRS.,Heavy Metals (2.4.8, A) (requires Solution S),Identification A [requires Loss on Drying (2.2.32)],Identification B (2.2.24),Identification C (2.2.27),Identification D (requires Solution S),Identification E - Chlorides (2.3.1, a) (requires Solution S),Iron (2.4.9),Loss on Drying (2.2.32),Ninhydrin-Positive Substances (2.2.56) 1,Solution S,Specific Optical Rotation (2.2.7) [requires Loss on Drying (2.2.32)],Sulfated Ash (2.4.14),Sulfates (2.4.13) (requires Solution S),(blank) | SAC 17025
12132 | Lysine Hydrochloride by USP36/S2 - pg 4167, 50 g | Assay (requires Loss on Drying <731>),Content of Chloride,Heavy Metals <231> I,Identification A - Infrared Absorption <197A>,Iron <241>,Loss on Drying <731>,Related Compounds,Residual Solvents <467> (if required),Residue on Ignition <281>,Specific Rotation<781S> (requires Loss on Drying <731>),Sulfate <221>,USP Arginine Hydrochloride RS., USP L-Lysine Hydrochloride RS.,(blank) | SAC 17025
12133 | Macrogol 400 by JP16/S1 - pg 1050, 75 g | Average Molecular Mass,DESCRIPTION,Identification,pH <2.54>,Purity (1) Acidity,Purity (2) Ethylene Glycol and Diethylene Glycol,Residue on Ignition <2.44>,Water <2.48>,(blank) | SAC 17025
12134 | Macrogol 4000 by JP16/S1 - pg 1052, 75 g | Average Molecular Mass,DESCRIPTION,Identification,pH <2.54>,Purity (1) Clarity and Color of Solution,Purity (2) Acidity,Residue on Ignition <2.44>,Water <2.48>,(blank) | SAC 17025
12135 | Macrogols by EP7/S8 - pg 5493, 150 g | Acidity or Alkalinity,Appearance of Solution (2.2.1 & 2.2.2, II),CHARACTERS,Ethylene Glycol and Diethylene Glycol (2.2.28),Ethylene Oxide and Dioxan (2.4.25) (requires Ethylene Oxide Standard Titration),Ethylene Oxide Standard Titration,Formaldehyde (2.2.25),Freezing Point (2.2.18),FUNCTIONALITY-RELATED CHARACTERISTICS,Heavy Metals (2.4.8, A),Hydroxyl Value,Identification A - Viscosity,Identification B,Identification C,Melting Point (2.2.15),Particle-Size Distribution (2.9.31),Reducing Substances (2.2.2, I),Sulfated Ash (2.4.14),Viscosity (2.2.9),Viscosity (see Tests above),Water (2.5.12),(blank) | SAC 17025
12136 | Mafenide Acetate by USP36/S2 - pg 4168, 25 g | Assay (Requires Water <921> I),Chromatographic Purity,Heavy Metals <231> II,Identification A - Infrared Absorption <197A>,Identification B,Melting Range <741>,pH <791>,Residual Solvents <467> (if required),Residue on Ignition <281>,Selenium <291>,USP Mafenide Acetate RS., USP Mafenide Related Compound A RS.,Water <921> I,(blank) | SAC 17025
12137 | Magnesium | 2.4.6 | SAC 17025
12138 | Magnesium Aluminum Silicate by NF31/S2 - pg 2073, 200 g | Acid Demand (requires Loss on Drying <731>),Arsenic <211> I,Assay - Aluminum Content and Magnesium Content,Assay for Aluminum Content (by ICPMS, not validated),Assay for Magnesium Content (by ICPMS, not validated),Identification A,Lead,Lead (by ICPMS, not validated),Loss on Drying <731>,Microbial Enumeration Tests <61> and Tests for Specified Microorganisms <62>,pH <791>,Residual Solvents <467> (if required),Viscosity (requires Loss on Drying <731>),(blank) | SAC 17025
12139 | Magnesium and Alkaline-Earth Metals | 2.4.7 | SAC 17025
12140 | Magnesium Carbonate by USP36/S2 - pg 4175, 25 g | Acid-Insoluble Substances,Arsenic <211> I,Assay (requires Limit of Calcium),Calcium (by ICPMS, not validated),Heavy Metals <231> I,Identification A - Magnesium <191>,Iron <241>,Limit of Calcium (see below),Microbial Enumeration Tests <61> andTests for Specified Microorganisms <62>,Residual Solvents <467> (if required),Soluble Salts,(blank) | SAC 17025
12141 | Magnesium Carbonate, Heavy by EP7/S8 - pg 2409, 100 g | Appearance of Solution (2.2.2, II) (requires Solution S),Arsenic (2.4.2, A) (requires Solution S),Assay (2.5.11),Calcium (2.4.3) (requires Solution S),CHARACTERS,Chlorides (2.4.4) (requires Solution S),Heavy Metals (2.4.8, A) (requires Solution S),Identification A - Bulk Density (2.9.34),Identification B - Carbonates (2.3.1),Identification C - Magnesium (2.3.1),Iron (2.4.9),Soluble Substances,Solution S,Substances Insoluble in Acetic Acid (requires Solution S),Sulfates (2.4.13) (requires Solution S),(blank) | SAC 17025
12142 | Magnesium Chloride by FCC8/S3 - pg 672, 20 g | Ammonium Ion,Assay,DESCRIPTION,Identification - Chloride,Identification - Magnesium,Lead,Sulfate,(blank) | SAC 17025
12143 | Magnesium Chloride by USP36/S2 - pg 4178, 200 g | Al, Ca (by ICPMS, not validated),Aluminum (by ICPMS, not validated),Aluminum <206> (see below),Assay,Barium,Calcium (by ICPMS, not validated),Heavy Metals <231> I,Identification A - Magnesium <191>,Identification B - Chloride <191>,Insoluble Matter,Limit of Calcium (see below),pH <791>,Potassium,Residual Solvents <467> (if required),Sulfate <221>,(blank) | SAC 17025
12144 | Magnesium Chloride Hexahydrate by ACS10/S3 - pg 410, 90 g | Ammonium,Assay,Barium,Ca, Mg, K, Na & Sr (by ICPMS, not validated),Heavy Metals,Insoluble Matter,Iron,Nitrate ,Phosphate,Sulfate,(blank) | SAC 17025
12145 | Magnesium Chloride Hexahydrate by BP2013 - pg 1383, 25 g | Acidity or Alkalinity (requires Solution S),Aluminum (2.4.17),Appearance of Solution (2.2.1 & 2.2.2, II) (requires Solution S),Arsenic (2.4.2, A),Assay (2.5.11),Bromides (requires Solution S),Calcium (2.4.3) (requires Solution S),CHARACTERS - Appearance,CHARACTERS - Solubility,Heavy Metals (2.4.8, A) (requires Solution S),Identification A - Water,Identification B - Chlorides (2.3.1, a),Identification C - Magnesium (2.3.1),Iron (2.4.9) (requires Solution S),Potassium (2.2.22, I),Potassium (by ICPMS, not validated),Solution S,Sulfates (2.4.13) (requires Solution S),Water (2.5.12),(blank) | SAC 17025
12146 | Magnesium Chloride Hexahydrate by EP7/S8 - pg 2411, 25 g | Acidity or Alkalinity (requires Solution S),Aluminum (2.4.17),Appearance of Solution (2.2.1 & 2.2.2, II) (requires Solution S),Arsenic (2.4.2, A),Assay (2.5.11),Bromides (requires Solution S),Calcium (2.4.3) (requires Solution S),CHARACTERS - Appearance,CHARACTERS - Solubility,Heavy Metals (2.4.8, A) (requires Solution S),Identification A - Water,Identification B - Chlorides (2.3.1, a),Identification C - Magnesium (2.3.1),Iron (2.4.9) (requires Solution S),Potassium (2.2.22, I),Potassium (by ICPMS, not validated),Solution S,Sulfates (2.4.13) (requires Solution S),Water (2.5.12),(blank) | SAC 17025
12147 | Magnesium Citrate by USP36/S2 - pg 4179, 20 g | Arsenic <211> I,Assay (requires Loss on Drying <731>),Calcium (by ICPMS, not validated),Chloride <221>,Heavy Metals <231> I,Identification A - Magnesium <191>,Identification B - Citrate <191>,Iron <241>,Limit of Calcium,Loss on Drying <731>,pH <791>,Residual Solvents <467> (if required),Sulfate <221>,(blank) | SAC 17025
12148 | Magnesium Citrate Oral Solution by USP36/S2 - pg 4180, 200 mL | Assay for Anhydrous Citric Acid,Assay for Magnesium Oxide,Chloride <221>,Identification A - Magnesium <191>,Identification B,Residual Solvents <467> (if required),Sulfate <221>,Tartaric Acid,USP Citric Acid RS.,(blank) | SAC 17025
12149 | Magnesium Gluconate by USP36/S2 - pg 4181, 25 g | Assay (requires Water Determination <921> Ib),Chloride <221>,Heavy Metals <231>,Identification A - Magnesium <191>,Identification B - Thin-Layer Chromatography,pH <791>,Reducing Substances,Residual Solvents <467> (if required),Sulfate <221>,USP Potassium Gluconate RS.,Water Determination <921> Ib,(blank) | SAC 17025
12150 | Magnesium Hydroxide by EP7/S8 - pg 2414, 15 g | Appearance of Solution (2.2.2, II) (requires Solution S),Arsenic (2.4.2, A) (requires Solution S),Assay,Calcium (2.4.3) (requires Solution S),CHARACTERS,Chlorides (2.4.4) (requires Solution S),Heavy Metals (2.4.8, A),Identification A - Magnesium (2.3.1),Identification B,Iron (2.4.9),Loss on Ignition,Soluble Substances (2.1.2),Solution S,Substances Insoluble in Acetic Acid (requires Solution S),Sulfates (2.4.13) (requires Solution S),(blank) | SAC 17025
12151 | Magnesium Hydroxide by JPC (1997) - pg 794, 25 g - THERE IS A 16TH EDITION | Assay,DESCRIPTION,Identification,Loss on Drying,Purity (1) Alkali and Soluble Salt,Purity (2) Carbonate,Purity (3) Heavy Metals,Purity (4) Iron,Purity (5) Calcium Oxide,Purity (6) Arsenic,Residue on Ignition,(blank) | SAC 17025
12152 | Magnesium Hydroxide by USP36/S2 - pg 4183, 15 g | Assay,Ca, Pb (by ICP-MS, not validated),Calcium (by ICP-MS, not validated),Carbonate,Heavy Metals <231> I,Identification - Magnesium <191>,Lead (by ICP-MS, not validated),Limit of Calcium (see below),Limit of Lead by Modified <730>,Loss on Drying <731>,Loss on Ignition <733>,Microbial Enumeration Tests <61> and Absence of Specified Microorganisms <62>,Residual Solvents <467> (if required),Soluble Salts,(blank) | SAC 17025
12153 | Magnesium Hydroxide Paste by USP36/S2 - pg 4184, 100 g (or depending on labelled amount) | Assay,Ca, Pb (by ICP-MS, not validated),Calcium (by ICPMS, not validated),Carbonate and Acid-Insoluble Matter,Heavy Metals <231> I,Identification - Magnesium <191>,Limit of Calcium (see below),Limit of Lead,Microbial Enumeration Tests <61> and Tests for Specified Microorganisms <62>,Residual Solvents <467> (if required),Soluble Alkalies,Soluble Salts,(blank) | SAC 17025
12154 | Magnesium Nitrate Hexahydrate by ACS10/S3 - pg 412, 110 g | Ammonium,Assay,Barium,Calcium, Manganese, Potassium, Sodium, and Strontium,Calcium, Manganese, Potassium, Sodium, and Strontium (by ICPMS, not validated),Chloride,Heavy Metals,Insoluble Matter,Iron,pH of a 5% Solution at 25.0 Degrees C,Phosphate,Sulfate,(blank) | SAC 17025
12155 | Magnesium Oxide by FCC8/S3 - pg 676, 20 g | Acid-Insoluble Substances,Alkalies (Free) and Soluble Salts,Arsenic,Assay,Calcium Oxide,DESCRIPTION,Identification - Magnesium,Lead,Loss on Ignition,(blank) | SAC 17025
12156 | Magnesium Oxide by USP36/S2 - pg 4185, 25 g + 300 g if Bulk Density requested | Acid-Insoluble Substances,Assay (requires Limit of Calcium),Bulk Density <616> I,Calcium (by ICP-MS, not validated),Free Alkali and Soluble Salts,Heavy Metals <231>,Identification A - Magnesium <191>,Iron <241>,Limit of Calcium,Loss on Ignition <733>,Residual Solvents <467> (if required),(blank) | SAC 17025
12157 | Magnesium Salicylate per USP36/S2 - pg 4188, 35 g | Assay,Heavy Metals <231> I,Identification A <197A>,Identification B <197U>,Identification C - Magnesium <191>,Magnesium Content,Residual Solvents <467> (if required),USP Magnesium Salicylate RS., USP Salicylic Acid RS.,Water <921> I,(blank) | SAC 17025
12158 | Magnesium Silicate by FCC8/S3 - pg 680, 150 g | Assay - Magnesium Oxide,Assay - Silicon Dioxide,DESCRIPTION,Fluoride,Free Alkali (as NaOH),Identification A - Magnesium,Identification B,Lead,Loss on Drying,Loss on Ignition,Soluble Salts,(blank) | SAC 17025
12159 | Magnesium Silicate by JP16/S1 - pg 1056, 150 g | Acid-Consuming Capacity <6.04> (requires Loss on Ignition <2.43>),Assay (1) Silicon Dioxide,Assay (2) Magnesium Oxide,Assay (3) MgO to SiO2 Ratio (requires Assay 1 & Assay 2),DESCRIPTION,Identification (1) - Magnesium Salt <1.09>,Identification (2),Loss on Ignition <2.43>,Purity (1) Soluble Salts,Purity (2) Alkalinity [requires Purity (1)],Purity (3) Chloride <1.03> [requires Purity (1)],Purity (4) Sulfate <1.14> [requires Purity (1)],Purity (5) Heavy Metals <1.07>,Purity (6) Arsenic <1.11>,(blank) | SAC 17025
12160 | Magnesium Silicate by NF31/S2 - pg 2075, 150 g | Assay - Magnesium Oxide,Assay - Silicon Dioxide,Fluoride,Free Alkali (requires Soluble Salts),Heavy Metals <231>,Identification A - Magnesium <191>,Identification B,Lead <251>,Loss on Drying <731>,Loss on Ignition <733> (requires Loss on Drying <731>),pH <791>,Ratio of SiO2 to MgO,Residual Solvents <467> (if required),Soluble Salts,(blank) | SAC 17025
12161 | Magnesium Stearate by EP7/S8 - pg 4333, 75 g | Acidity or Alkalinity,Assay - Magnesium,Assay - Stearic Acid and Palmitic Acid (2.2.28),Cadmium (2.2.23, II),Cd, Pb, Ni on EP Prep (by ICPMS, not validated),CHARACTERS,Chlorides (requires Solution S),FUNCTIONALITY-RELATED CHARACTERISTICS,Identification A - Freezing Point (2.2.18) (requires Solution S),Identification B - Acid Value (2.5.1) (requires Solution S),Identification C,Identification D (requires Solution S),Lead (2.2.23, II),Loss on Drying (2.2.32),Microbial Contamination (2.6.12 & 2.6.13),Nickel (2.2.23, II),Particle-Size Distribution (2.9.31),Solution S,Specific Surface Area (2.9.26, I),Sulfates (requires Solution S),Thermogravimetry (2.2.34),(blank) | SAC 17025
12162 | Magnesium Stearate by FCC8/S3 - pg 682, 75 g | Assay,DESCRIPTION,Identification - Magnesium,Identification - Solidification Point,Lead,Loss on Drying,(blank) | SAC 17025
12163 | Magnesium Stearate by JP16/S1 - pg 1057 & 2449, 25 g (*USP & EP harmonized) | Assay*,DESCRIPTION,Identification*,Loss on Drying <2.41>*,Microbial Limit <4.05>,Purity (1) Acid or Alkalinity*,Purity (2) Chloride <1.03>* (requires Identification),Purity (3) Sulfate <1.14>* (requires Identification),Purity (4) Heavy Metals <1.07>,Relative Content of Stearic Acid and Palmitic Acid*,(blank) | SAC 17025
12164 | Magnesium Stearate by NF31/S1 - pg 2076, 25 g | Acidity or Alkalinity,Assay (requires Loss on Drying <731>),Cd, Pb and Ni by ICPMS (not validated),Chloride <221> (requires Preparation),Identification A - Magnesium <191>,Identification B,Limit of Cadmium,Limit of Lead,Limit of Nickel,Loss on Drying <731>,Microbial Enumeration Tests <61> andTests for Specified Microorganisms <62>,Preparation for Limit of Sulfate and/or Limit of Chloride,Relative Content of Stearic Acid and Palmitic Acid,Residual Solvents <467> (if required),Specific Surface Area <846>,Sulfate <221> (requires Preparation),USP Palmitic Acid RS., USP Stearic Acid RS.,(blank) | SAC 17025
12165 | Magnesium Sulfate by USP36/S2 - pg 4189, 50 g | Assay (requires Loss on Ignition <733>),Heavy Metals <231>,Identification A - Magnesium <191> & Sulfate <191>,Limit of Chloride <221>,Limit of Iron <241>,Loss on Drying <731>,Loss on Ignition <733>,pH <791>,Residual Solvents <467> (if required),Selenium <291>,(blank) | SAC 17025
12166 | Magnesium Sulfate Heptahydrate by EP7/S8 - pg 2421, 20 g | Acidity or Alkalinity (requires Solution S),Appearance of Solution (2.2.1 & 2.2.2, II) (requires Solution S),Arsenic (2.4.2),Assay (requires Loss on Drying (2.2.32)),CHARACTERS,Chlorides (2.4.4) (requires Solution S),Heavy Metals (2.4.8 A) (requires Solution S),Identification A - Sulfates (2.3.1),Identification B - Magnesium (2.3.1),Iron (2.4.9) (requires Solution S),Loss on Drying (2.2.32),Solution S,(blank) | SAC 17025
12167 | Maize Starch by EP7/S8 - pg 2422, 50 g | CHARACTERS,Foreign Matter,Identification A,Identification B,Identification C (requires ID B),Iron (2.4.9),Loss on Drying (2.2.32),Microbial Contamination (2.6.12 & 2.6.13),Oxidising Substances (2.5.30),pH (2.2.3),Sulfated Ash (2.4.14),sulfur Dioxide (2.5.29),(blank) | SAC 17025
12168 | Malic Acid by EP7/S8 - pg 2424, 75 g | Appearance of Solution (2.2.1 & 2.2.2, II) (requires Solution S),Assay (requires Water),CHARACTERS,Heavy Metals (2.4.8, F),Identification A - Melting Point (2.2.14),Identification B - Infrared Absorption (2.2.24),Optical Rotation (2.2.7) (requires Solution S),Related Substances (2.2.29),Solution S,Sulfated Ash (2.4.14),Water (2.5.12),Water-Insoluble Substances,(blank) | SAC 17025
12169 | Malic Acid by NF31/S2 - pg 2080, 80 g | Assay,Fumaric and Maleic Acids,Heavy Metals <231> II,Identification A - Infrared Absorption <197A>,Residual Solvents <467> (if required),Residue on Ignition <281>,USP Malic Acid RS., USP Fumaric Acid RS., USP Maleic Acid RS.,Water-Insoluble Substances,(blank) | SAC 17025
12170 | Maltitol by EP7/S8 - pg 2425, 100 g | Appearance of Solution (2.2.1 & 2.2.2 II),Assay,Bacterial Endotoxins (2.6.14),CHARACTERS,Conductivity (2.2.38),EP Maltitol CRS., EP Sorbitol CRS.,Identification A (2.2.24),identification B - Melting Point (2.2.14),Identification C - Specific Optical Rotation (2.2.7) (requires Water),Identification D (2.2.27),Lead (2.4.10),Microbial Contamination (2.6.12 & 2.6.13),Nickel (2.4.15),Reducing Sugars,Related Substances (2.2.29),Water (2.5.12),(blank) | SAC 17025
12171 | Maltitol Solution by NF31/S2 - pg 2082, 20 g | Assay (requires Water Determination <921> I),Identification A,Identification B,Identification C - Limit of Diethylene Glycol and Ethylene Glycol ,Limit of Nickel (requires Water <921> I),Microbial Enumeration Tests <61> and Tests for Specific Microorganisms <62>,Nickel (by ICP-MS, not validated),pH <791>,Reducing Sugars (requires Water Determination <921> I),Residual Solvents <467> (if required),Residue on Ignition <281> (requires Water Determination <921> I),USP Diethylene Glycol RS, USP Ethylene Glycol RS, USP Maltitol RS., USP Sorbitol RS.,Water Determination <921> I,(blank) | SAC 17025
12172 | Maltitol Syrup by FCC8/S3 - pg 689, 30 g | Assay (requires Water),DESCRIPTION,Identification A,Identification B,Lead (by ICPMS, not validated),Lead (requires Water),Nickel (by ICPMS, not validated),Nickel (requires Water),Pb, Ni (by ICPMS, not validated),pH,Reducing Sugars (requires Water),Residue on Ignition (Sulfated Ash) (requires Water),USP Maltitol RS., USP Sorbitol RS.,Water,(blank) | SAC 17025
12173 | Maltitol, Liquid by EP7/S8 - pg 2427, 40 g | Appearance of Solution (2.2.1 & 2.2.2, II) (requires Solution S),Assay,CHARACTERS,Conductivity (2.2.38),EP Maltitol CRS., EP Sorbitol CRS.,Identification A (requires Assay),Identification B - Thin-Layer Chromatography (2.2.27),Identification C (2.2.27),Lead (2.4.10),Nickel (2.4.15),Reducing Sugars,Solution S,Water (2.5.12),(blank) | SAC 17025
12174 | Maltodextrin by EP7/S8 - pg 2428, 100 g | CHARACTERS,Dextrose Equivalent,FUNCTIONALITY RELATED CHARACTERISTICS,Heavy Metals (2.4.8, E) (requires Solution S),Identification A,Identification B,Identification C,Identification D,Loss on Drying (2.2.32),Microbial Contamination (2.6.12 & 2.6.13),Particle-Size Distribution (2.9.38),pH (2.2.3) (requires Solution S),Powder Flow (2.9.36),Solution S,Sulfated Ash (2.4.14),sulfur Dioxide (2.5.29),(blank) | SAC 17025
12175 | Maltodextrin by FCC8/S3 - pg 690, 200 g | Assay - Reducing Sugars Assay,DESCRIPTION,Identification,Lead (by ICPMS, not validated),Lead I,Protein (Total),Residue on Ignition (Sulfated Ash),Sulfur Dioxide,Total Solids,(blank) | SAC 17025
12176 | Maltodextrin by NF31/S2 - pg 2084, 200 g | Assay - Dextrose Equivalent,Heavy Metals <231> II,Limit of Protein,Limit of Sulfur Dioxide,Loss on Drying <731>,Microbial Enumeration Tests <61> and Tests for Specified Microorganisms <62>,pH <791>,Residual Solvents <467> (if required),Residue on Ignition <281>,USP Dextrose RS.,(blank) | SAC 17025
12177 | Maltol by FCC8/S3 - pg 691, 25 g | Assay (requires Water),DESCRIPTION,Identification - UV-Visible Absorption Spectrum,Melting Range or Temperature,Residue on Ignition (Sulfated Ash),USP Maltol RS.,Water,(blank) | SAC 17025
12178 | Maltose Syrup Powder by JPE - 150 g (for Yamanouchi Pharma) | Arsenic, Chloride, Clarity and Color of Solution, Dextrin, Starch and Sulfite, Heavy Metals, Sulfate,Assay,Identification,Optical Rotation,pH,Purity,Residue on Ignition,Water,(blank) | SAC 17025
12179 | Maltrin | Dextrose Equivalent,Heavy Metals <231> II,Residue on Ignition <281>,Sulfur Dioxide,(blank) | SAC 17025
12180 | Manganese Chloride by USP36/S2 - pg 4196, 75 g | Assay (requires Loss on Drying <731>),Heavy Metals <231> I,Identification A - Chloride <191>,Identification B - Manganese <191>,Insoluble Matter,Iron <241>,Loss on Drying <731>,pH <791>,Residual Solvents <467> (if required),Substances Not Precipitated by Ammonium Sulfide,Sulfate <221>,Zinc,(blank) | SAC 17025
12181 | Manganese Chloride Tetrahydrate by ACS10/S3 - pg 418, 100 g | Assay,Ca, Mg, K, Na, Zn (by ICPMS, not validated),Calcium, Magnesium, Potassium, Sodium, and Zinc,Heavy Metals,Insoluble Matter,Iron,pH of a 5% Solution at 25.0C,Sulfate,(blank) | SAC 17025
12182 | Manganese Sulfate by FCC8/S3 - pg 697, 15 g | Arsenic,Assay,DESCRIPTION,Identification A - Manganese,Identification B - Sulfate,Lead,Loss on Heating,Selenium,(blank) | SAC 17025
12183 | Manganese Sulfate by USP36/S2 - pg 4199, 8 g | Assay,Identification A - Manganese <191> ,Identification B - Sulfate <191>,Loss on Ignition <733>,Residual Solvents <467> (if required),Substances Not Precipitated by Ammonium Sulfide,(blank) | SAC 17025
12184 | Manganese Sulfate Monohydrate by EP7/S8- pg 2430, 25 g | Appearance of Solution (2.2.1, II) (requires Solution S),Assay,CHARACTERS,Chlorides (2.4.4) (requires Solution S),Heavy Metals (2.4.8, A) (requires Solution S),Identification A - Sulfates (2.3.1, A) (requires Solution S),Identification B,Identification C,Iron (2.4.9) (requires Solution S),Loss on Ignition,Solution S,Zinc (requires Solution S),(blank) | SAC 17025
12185 | Mannitol by BP2013 - pg 1407, 250 g | Appearance of Solution (2.2.1 & 2.2.2, II),Assay (2.2.29) [requires Water (2.5.12)],Bacterial Endotoxins (2.6.14),CHARACTERS - Appearance,CHARACTERS - Solubility,Conductivity (2.2.38),EP Mannitol CRS.,Identification A - Specific Optical Rotation (2.2.7) [requires Water (2.5.12)],identification B - Melting Point (2.2.14),Identification C - Infrared Absorption (2.2.24),Identification D - Thin-Layer Chromatography (2.2.27),Lead (2.4.10),Lead, Nickel (by ICPMS, not validated),Microbial Contamination (2.6.12 & 2.6.13),Nickel (2.4.15),Reducing Sugars,Related Substances (2.2.29),Water (2.5.12),(blank) | SAC 17025
12186 | Mannitol by EP7/S8 - pg 2430, 250 g | Appearance of Solution (2.2.1 & 2.2.2, II),Assay (2.2.29) [requires Water (2.5.12)],Bacterial Endotoxins (2.6.14),CHARACTERS - Appearance,CHARACTERS - Solubility,Conductivity (2.2.38),EP Mannitol CRS.,Identification A - Specific Optical Rotation (2.2.7) [requires Water (2.5.12)],identification B - Melting Point (2.2.14),Identification C - Infrared Absorption (2.2.24),Identification D - Thin-Layer Chromatography (2.2.27),Lead (2.4.10),Lead, Nickel (by ICPMS, not validated),Microbial Contamination (2.6.12 & 2.6.13),Nickel (2.4.15),Reducing Sugars,Related Substances (2.2.29),Water (2.5.12),(blank) | SAC 17025
12187 | Mannitol by USP36/S2 - pg 4200, 50 g | Acidity,Arsenic <211> II,Assay (requires Loss on Drying <731>),Chloride <221>,Identification <197A>,Loss on Drying <731>,Melting Range or Temperature <741>,Reducing Sugars,Residual Solvents <467> (if required),Specific Rotation <781S> (requires Loss on Drying <731>),Sulfate <221>,USP Mannitol RS.,(blank) | SAC 17025
12188 | Mannitol Injection by USP36/S2 - pg 4200, volume depends on concentration of injection, see monograph | Assay,Bacterial Endotoxins <85>,Identification A,Identification B,Other Requirements <1>,Particulate Matter <788>,pH <791>,Residual Solvents <467> (if required),Specific Rotation <781>,USP Endotoxin RS., USP Mannitol RS.,(blank) | SAC 17025
12189 | Mass Spectrometry | 2.2.43 | SAC 17025
12190 | Mass Spectrometry - Capillary GCMS | <736> | SAC 17025
12191 | Materials Based on Plasticised Poly(Vinyl Chloride) for Tubing Used in Sets For the Transfusion of Blood and blood Components,Vinyl Chloride | 3.1.1.2 | SAC 17025
12192 | Mebendazole by USP36/S2 - pg 4204, 8 g | Assay (requires Loss on Drying <731>),Heavy Metals <231> II,Identification A <197A>,Loss on Drying <731>,Organic Impurities,Residual Solvents <467> (if required),Residue on Ignition <281>,USP Mebendazole RS.,(blank) | SAC 17025
12193 | Medical Air by USP | see Air, Medical,(blank) | SAC 17025
12194 | Medium-Chain Triglycerides by USP or EP | see Triglycerides, Medical-Chain,(blank) | SAC 17025
12195 | Medronic Acid for Radiopharmaceutical Preparations by EP7/S8 - pg 984, 3 g | Assay,Bacterial Endotoxins (2.6.14),CHARACTERS,EP Medronic Acid CRS., EP Medronic Acid Impurity A CRS., EP Medronic Acid Impurity B CRS.,Identification A - 1H Nuclear Magnetic Resonance Spectrometry (2.2.33),Identification B - Infrared Absorption Spectrophotometry (2.2.24),Impurities A and B - 1H Nuclear Magnetic Resonance Spectrometry (2.2.33),Loss on Drying (2.2.32),Phosphates (2.4.11),(blank) | SAC 17025
12196 | Medroxyprogesterone Acetate by USP36/S2 - pg 4216, 8 g | Assay (requires Loss on Drying <731>),Chromatographic Purity,Identification A - Infrared Absorption <197A>,Identification B - Ultraviolet Absorption <197U> (requires Loss on Drying <731>),Limit of Medroxyprogesterone Acetate Related Compound A,Loss on Drying <731>,Residual Solvents <467> (if required),Specific Rotation <781S> (requires Loss on Drying <731>),USP Medroxyprogesterone Acetate RS., USP Medroxyprogestrone Acetate Related Compound A RS.,(blank) | SAC 17025
12197 | Mefenamic Acid by USP36/S2 - pg 4218, 8 g | Assay (requires Loss on Drying <731>),Chromatographic Purity,Heavy Metals <231> II,Identification A <197A>,Identification B,Loss on Drying <731>,Residual Solvents <467> (if required),Residue on Ignition <281>,USP Mefenamic Acid RS.,(blank) | SAC 17025
12198 | Mefenamic Acid Capsules by USP36/S2 - pg 4219, check tests for amount | Assay,Dissolution <711>,Identification A <201>,Identification B,Residual Solvents <467> (if required),Uniformity of Dosage Units <905>,USP Mefenamic Acid RS.,(blank) | SAC 17025
12199 | MEK by ACS | See 2-Butanone,(blank) | SAC 17025
12200 | Melting Point - Capillary Method | 2.2.14 | SAC 17025
12201 | Melting Point - Instantaneous Method | 2.2.16 | SAC 17025
12202 | Melting Point - Open Capillary Method | 2.2.15 | SAC 17025
12203 | Melting Range or Temperature | <741> | SAC 17025
12204 | Menadione by USP36/S2 - pg 4234, 15 g | Assay (requires Loss on Drying),Identification A <197A>,Identification B <197U> (requires Loss on Drying),Loss on Drying <731>,Melting Range <741> I,Ordinary Impurities <466>,Residual Solvents <467> (if required),Residue on Ignition <281>,USP Menadione RS.,(blank) | SAC 17025
12205 | Menthol by USP36/S2 - pg 4237, 50 g | Chromatographic Purity,Congealing Range of dl-Menthol <651>,Identification A,Limit of Nonvolatile Residue,Melting Range of l-Menthol <741>,Readily Oxidizable Substances in dl-Menthol,Residual Solvents <467> (if required),Specific Rotation <781S>,(blank) | SAC 17025
12206 | Menthyl Anthranilate by USP | See Meradimate by USP,(blank) | SAC 17025
12207 | Meperidine Hydrochloride by USP36/S2 - pg 4239, 10 g | Assay (requires Loss on Drying <731>),Chloride Content,Chromatographic Purity,Identification A <181> (requires Sample Preparation),Identification B - Chloride <191>,Identification C,Loss on Drying <731>,Melting Range <741>,Residual Solvents <467> (if required),Residue on Ignition <281>,Sample Preparation for <181>,USP Meperidine Hydrochloride RS.,(blank) | SAC 17025
12208 | Meradimate by USP36/S2 - pg 4247, 15 mL | Acidity,Assay,Chromatographic Purity,Identification A - Infrared Absorption <197F>,Identification B - Ultraviolet Absorption <197U>,Refractive Index <831>,Residual Solvents <467> (if required),Specific Rotation <781S>,USP Meradimate RS.,(blank) | SAC 17025
12209 | Mercaptopurine by USP36/S2 - pg 4248, 10 g | Assay (Requires Water <921> I),Identification A - Infrared Absorption <197A>,Identification B,Organic Impurities,Phosphorus,Reside on Ignition <281>,Residual Solvents <467> (if required),USP Didanosine Related Compound A RS., USP Mercaptopurine RS.,Water Determination <921> I,(blank) | SAC 17025
12210 | Mercuric Bromide by ACS10/S3 - pg 424, 16 g | Chloride,Insoluble in Methanol,Residue After Reduction,(blank) | SAC 17025
12211 | Mercuric Chloride by ACS10/S3 - pg 425, 16 g | Assay,Iron (requires Residue after Reduction),Residue After Reduction,Solution in Ethyl Ether,(blank) | SAC 17025
12212 | Mercuric Nitrate Monohydrate or Dihydrate by ACS10/S3 - pg 427, 40 g | Assay,Chloride,Iron I (requires Residue after Reduction),Residue After Reduction,Sulfate,(blank) | SAC 17025
12213 | Mercuric Oxide, Yellow by ACS10/S3 - pg 430 , 35 g | Assay,Chloride,Insoluble in Dilute Hydrochloric Acid,Iron (requires Residue after Reduction),Nitrogen Compounds,Residue After Reduction (requires Sample Solution A),Sample Solution A,Sulfate (requires Sample Solution A),(blank) | SAC 17025
12214 | Mercury | <261> | SAC 17025
12215 | Metal Particles in Ophthalmic Ointments | <751> | SAC 17025
12216 | Methacrylic Acid Copolymer by NF31/S2 - pg 2087, 100 g | Assay,Heavy Metals <231> II,Identification A - Infrared Absorption <197A>,Identification B,Limit of Monomers <621>,Loss on Drying <731>,Residual Solvents <467> (if required),Residue on Ignition <281>,Rotational Rheometer Methods <912>,USP Methacrylic Acid Copolymer, Type A RS. USP Methacrylic Acid Copolymer, Type B RS., USP Methacrylic Acid Copolymer, Type C RS.,(blank) | SAC 17025
12217 | Methacrylic Acid Copolymer Dispersion by NF31/S2 - pg 2089, 250 g | Assay (requires Loss on Drying <731>),Coagulum Content,Heavy Metals <231> II,Identification A - Infrared Absorption <197A> (requires Loss on Drying <731>),Identification B,Limit of Monomers,Loss on Drying <731>,Microbial Enumeration Tests <61> and Tests for Specified Microorganisms <62>,pH <791>,Residual Solvents <467> (if required),Residue on Ignition <281>,Rotational Rheometer Methods <912>,USP Methacrylic Acid and Ethyl Acrylate Copolymer (1:1) RS (USP Methacrylic Acid Copolymer, Type C RS) ,(blank) | SAC 17025
12218 | Methadone Hydrochloride by USP36/S2 - pg 4280, 5 g | Assay (requires Loss on Drying <731>),Identification A - Infrared Absorption <197A>,Identification B - Chloride <191>,Loss on Drying <731>,Ordinary Impurities <466>,pH <791>,Residual Solvents <467> (if required),Residue on Ignition <281>,USP Methadone Hydrochloride RS.,(blank) | SAC 17025
12219 | Methanesulfonate | (blank) | SAC 17025
12220 | Methanol by ACS10/S3 - pg 436, 2 L | Assay (requires Water),Carbonyl Compounds,Color (APHA),Extraction-Concentration Suitability (requires UV Spec. also),Liquid Chromatography Suitability (requires UV Spec. also),Residue after Evaporation ,Solubility in Water,Substances Darkened by Sulfuric Acid,Substances Reducing Permanganate,Titrable Acid,Titrable Base,Ultraviolet Spectrophotometry ,Water I,(blank) | SAC 17025
12221 | Methanol by EP7/S8 - pg 2463, 1 L | Absorbance (2.2.25),Acidity or Alkalinity,Appearance (2.2.1 & 2.2.2, II),CHARACTERS,Identification A (2.2.6),Identification B (2.2.24),Impurity A (2.2.28),Ph. Eur. Reference Spectrum of Methanol,Reducing Substances,Related Substances (2.2.28),Relative Density (2.2.5),Residue on Evaporation,Water (2.2.12),(blank) | SAC 17025
12222 | Methanol by NF | see Methyl Alcohol,(blank) | SAC 17025
12223 | Methenamine by USP36/S2 - pg 4287, 25 g | Ammonium Salts,Assay,Chloride <221>,Heavy Metals <231> I,Identification A <197A>,Identification B,Loss on Drying <731>,Residual Solvents <467> (if required),Residue on Ignition <281>,Sulfate,USP Methenamine RS.,(blank) | SAC 17025
12224 | Methenamine Mandelate by USP36/S2 - pg 4290, 25 g | Assay (requires Loss on Drying <731>),Chloride <221>,Heavy Metals <231>,Identification A - Infrared Absorption <197A>,Loss on Drying <731>,Mendelic Acid Content,Residual Solvents <467> (if required),Residue on Ignition <281>,Sulfate,USP Methenamine Mandelate RS.,(blank) | SAC 17025
12225 | Methionine by EP7/S8 - pg 2466, 25 g | Ammonium (2.4.1),Appearance of Solution (2.2.1 & 2.2.2, II) (requires Solution S),Assay (requires Loss on Drying (2.2.32)),CHARACTERS,Chlorides (requires Solution S),EP Methionine CRS.,Heavy Metals (2.4.8, C),Identification A (requires Loss on Drying),Identification B (2.2.24),Identification C,Identification D,Iron (2.4.9),Loss on Drying (2.2.32),Ninhydrin-Positive Substances (2.2.27),pH (2.2.3) (requires Solution S),Solution S,Specific Optical Rotation (2.2.7) (requires Loss on Drying (2.2.32)),Sulfated Ash (2.4.14),Sulfates (2.4.13),(blank) | SAC 17025
12226 | Methionine by USP36/S2 - pg 4293, 25 g | Assay (requires Loss on Drying <731>),Chloride <221>,Heavy Metals <231> I,Identification A - Infrared Absorption <197A>,Iron <241>,Loss on Drying <731>,pH <791>,Related Compounds,Residual Solvents <467> (if required),Residue on Ignition <281>,Specific Rotation <781S> (requires Loss on Drying <731>),Sulfate <221>,USP L-Methionine RS., USP L-Serine RS.,(blank) | SAC 17025
12227 | Method I, Method II,Ethylene Oxide and Dioxane | <228> | SAC 17025
12228 | Method I,Method II,Method III,Method IV,Method V,Sulfur Dioxide | <525> | SAC 17025
12229 | Method I,Specific Gravity | <841> | SAC 17025
12230 | Method I. Spindle Rheometers (Relative Rheometers-Spindle Viscometers), Method II. Concentric Cylinder Rheometers, Method III. Cone-and-Plate Rheometers,Rotational Rheometer Methods | <912> | SAC 17025
12231 | Method Ia (Direct Titration), Method Ib (Residual Titration), Method Ic (Coulometric Titration), Method II (Azeotropic-toluene Distillation), Method III (Gravimetric),Water Determination | <921> | SAC 17025
12232 | Method II, Acid Value ( Free Fatty Acids) - Method I, Acid Value ( Free Fatty Acids) - Method II, Anisidine Value, Content of Total Omega-3 Acids (requires Omega-3 Fatty Acids Determination and Profile), Ester Value, Fatty Acid Composition, Hydroxyl Value, Iodine Value - Method I, Melting Temperature <741>, Omega-3 Fatty Acids Determination and Profile, Peroxide Value, Saponification Value, Solidification Temperature of Fatty Acids, Specific Gravity <841>, Sterol Composition, Total Oxidation Value (TOTOX), Trace Metals, Unsaponifiable Matter, Water and Sediment in Fixed Oils,Fats and Fixed Oils | <401> | SAC 17025
12233 | Method II, Dithiocarbamates (as CS2), Quantitative Analysis of Organochlorine and Pyrethroid Insecticides, Quantitative Analysis of Organophosphorus Insecticides, Acid-Insoluble Ash, Alcohol-Soluble Extractives, Crude Fiber,Foreign Organic Matter, General Method for Pesticide Residues Analysis, Starch Content - Method I, Test for Aflatoxins, Total Ash, Volatile Oil Determination, Water Content <921>, Water-Soluble Ash, Water-Soluble Extractives,Articles of Botanical Origin | <561> | SAC 17025
12234 | Method II, Method II ,Bulk Density - Method I,Tapped Density - Method I | <616> | SAC 17025
12235 | Method II, Method III,Heavy Metals - Method I | <231> | SAC 17025
12236 | Method II,Arsenic - Method I | <211> | SAC 17025
12237 | Method II,Distilling Range - Method I | <721> | SAC 17025
12238 | Method II,Nitrogen Determination - Method I | <461> | SAC 17025
12239 | Method IIa or IIb,Alcohol Determination - Method I | <611> | SAC 17025
12240 | Method to Dissolve Soluble Matter - Sb, As, Ba, Cd, Cr, Pb, Hg, Se,DEHP Testing - Use D3421-75,Volatile N-Nitrosamines Levels in Rubber Nipples on Pacifiers | ASTM F963-07 | SAC 17025
12241 | Methotrexate by EP7/S8 - pg 2467, 5 g | Assay [requires Water (2.5.12)],CHARACTERS,Enantiomeric Purity (2.2.29),EP Methotrexate CRS., EP Methotrexate Impuirity C CRS., EP Methotrexate Impurity D CRS., EP Methotrexate Impurity E CRS., EP Methotrexate for Peak Identification CRS.,Heavy Metals (2.4.8, C),Identification (2.2.24),Related Substances (2.2.29),Sulfated Ash (2.4.14),Water (2.5.12),(blank) | SAC 17025
12242 | Methotrexate by USP36/S2 - pg 4298, 5 g ***SEE ERRATA*** | Assay (requires Water Determination <921> I),Enantiomeric Purity,Heavy Metals <231> II,Identification A - Infrared Absorption <197A>,Identification B - Ultraviolet Absorption <197U>,Related Compounds,Residual Solvents <467> (if required),Residue on Ignition <281>,USP Methotrexate RS., USP Methotrexate Related Compound B RS., USP Methotrexate Related Compound C RS., USP Methotrexate Related Compound E RS., USP Methotrexate System Suitability Mixture RS., USP R-Methotrexate RS.,Water Determination <921> I,(blank) | SAC 17025
12243 | Methoxy Determination | <431> | SAC 17025
12244 | Methyl Alcohol by NF31/S2 - pg 2095, 1 L | Acetone and Aldehydes (as Acetone),Acidity,Alkalinity (as Ammonia),Assay (requires USP Acetone RS. & USP Methyl Alcohol RS.),Identification A - Infrared Absorption <197F> (requires USP Methyl Alcohol RS.),Identification B,Nonvolatile Residue,Readily Carbonizable Substances <271>,Readily Oxidizable Substances,Residual Solvents <467> (if required),USP Acetone RS., USP Methyl Alcohol RS.,Water Determination <921> I,(blank) | SAC 17025
12245 | Methyl Ethyl Ketone by ACS10/S3 | Use 2-Butanone by ACS10/S3,(blank) | SAC 17025
12246 | Methyl Parahydroxybenzoate by EP7/S8 - pg 2477, 10 g | Acidity (requires Solution S),Appearance of Solution (2.2.1 & 2.2.2, II) (requires Solution S),Assay,CHARACTERS,EP Methyl Parahydroxybenzoate CRS.,Identification A (2.2.14),Identification B (2.2.24),Identification C (2.2.27),Related Substances (2.2.29),Solution S,Sulfated Ash (2.4.14),(blank) | SAC 17025
12247 | Methyl tert-Butyl Ether by ACS10/S3 - pg 444, 2 L | Assay (requires Water),Color (APHA),Extraction-Concentration Suitability,GENERAL DESCRIPTION,Peroxide,Residue After Evaporation (requires Peroxide),Ultraviolet Spectrophotometry,Water 1,(blank) | SAC 17025
12248 | Methyl, Ethyl and Isopropyl Methanesulfonate in Active Substances | 2.5.38 | SAC 17025
12249 | Methylbenzene by ACS | use Toluene by ACS,(blank) | SAC 17025
12250 | Methylcellulose by USP36/S2 - pg 4312, 35 g | Method 1, Method 2,Assay,Heavy Metals <231> III,Identification A,Identification B,Identification C,Identification D (requires Identification B),Identification E (requires Identification A),Loss on Drying <731>,pH,Residual Solvents <467> (if required),Residue on Ignition <281>,Viscosity <911>,(blank) | SAC 17025
12251 | Methylcellulose, Hydroxypropyl by USP | See Hydroxypropyl Methylcellulose,(blank) | SAC 17025
12252 | Methylene Blue by USP36/S2 - pg 4320, 10 g | Arsenic (by ICPMS, not validated),Arsenic <211> I,Assay (requires Loss on Drying <731> & USP Methylene Blue RS.),Chromatographic Purity,Copper or Zinc,Identification - Infrared Absorption <197A>,Loss on Drying <731>,Residual Solvents <467> (if required),Residue on Ignition <281>,USP Methylene Blue RS.,(blank) | SAC 17025
12253 | Methylene Chloride by ACS10/S3 - pg 288, 1 L | Assay (requires Water),Color APHA,Extraction-Concentration Suitability,Free Halogens,Liquid Chromatography Suitability,Residue after Evaporation,Titrable Acid,Ultraviolet Spectrophotometry,Water II,(blank) | SAC 17025
12254 | Methylene Chloride by EP7/S8 - pg 2474, 500 mL | Acidity,Appearance (2.2.1 & 2.2.2, II),CHARACTERS,EP Methylene Chloride CRS.,Ethanol, 2-Methylbut-2-ene and Volatile Impurities (2.2.28) (MODIFIED),Free Chlorine,Heavy Metals (2.4.8, A),Identification A,Identification B,Identification C (2.2.24),Identification D,Identification E - Chlorides (2.3.1, a),Refractive Index (2.2.6),Relative Density (2.2.5),Residue on Evaporation,Water (2.5.32),(blank) | SAC 17025
12255 | Methylene Chloride by FCC8/S3 - pg 761, 1 L | Acidity (as HCl),Assay,DESCRIPTION,Distillation Range,Free Halogens,Lead,Lead (by ICPMS, not validated),Nonvolatile Residue,Specific Gravity,Water,(blank) | SAC 17025
12256 | Methylene Chloride by NF31/S2 - pg 2096, 500 mL | Assay,Free Chlorine,Heavy Metals <231> I,Identification A,Limit of Hydrogen Chloride,Limit of Nonvolatile Residue,Residual Solvents <467> (if required),Specific Gravity <841>,Water Determination <921> I,(blank) | SAC 17025
12257 | Methylparaben by NF31/S2 - pg 2097, 25 g | Acidity,Assay,Color of Solution <631>,Identification A - Infrared Absorption <197A>,Identification B - Melting Range or Temperature <741>,Related Substances,Residual Solvents <467> (if required),Residue on Ignition <281>,USP Methylparaben RS.,(blank) | SAC 17025
12258 | Methylparaben Sodium by NF31/S2 - pg 2098, 15 g | Assay (requires Water Determination <921> I),Chloride <221>,Completeness of Solution <641>,Identification A,Identification B,pH <791>,Residual Solvents <467> (if required),Sulfate <221>,USP Methylparaben RS.,Water Determination <921> I,(blank) | SAC 17025
12259 | Methylpentoses in Polysaccharide Vaccines | 2.5.21 | SAC 17025
12260 | Methylphenidate Hydrochloride by USP36/S2 - pg 6652, 5 g | Assay (requires Loss on Drying <731>),Heavy Metals <275> II,Identification A - Infrared Absorption <197A>,Identification B - Chloride <191>,Loss on Drying <731>,Organic Impurities - Procedure 1,Organic Impurities - Procedure 2,Residual Solvents <467> (if required),Residue on Ignition <281>,USP Methylphenidate Hydrochloride Erythro Isomer Soution RS., USP Methylphenidate Hydrochloride RS., USP Methylphenidate Related Compound A RS.,(blank) | SAC 17025
12261 | Methylprednisolone Acetate by USP36/S2 - pg 4330, 4 g | Assay (requires Loss on Drying <731>),Chromatographic Purity,Identification A - Infrared Absorption <197A>,Identification B <197U> (requires Loss on Drying <731>),Loss on Drying <731>,Residual Solvents <467> (if required),Residue on Ignition <281>,Specific Rotation <781S> (requires Loss on Drying <731>),USP Methylprednisolone Acetate RS.,(blank) | SAC 17025
12262 | Methylprednisolone by USP36/S2 - pg 4329, 4 g | Assay (requires Loss on Drying <731>),Chromatographic Purity,Identification A <197A>,Identification B <197U> (requires Loss on Drying <731>),Identification C,Loss on Drying <731>,Residual Solvents <467> (if required),Residue on Ignition <281>,Specific Rotation <781S>,USP Methylprednisolone RS.,(blank) | SAC 17025
12263 | Methylrosanilinium Chloride by EP7/S8 - pg 2487, 10 g | Assay (requires Water),CHARACTERS,EP Methylrosanilinium Chloride CRS., EP Methylrosanilinium for System Suitability CRS.,Identification A (2.2.24),Identification B (2.2.27),Identification C,N,N-Dimethylaniline (2.4.26, A),Pentamethyl-p-rosanilinium (2.2.29),Related Substances (2.2.29),Substances Insoluble in Ethanol (90 per cent V/V),Sulfated Ash (2.4.14),Water (2.5.12),(blank) | SAC 17025
12264 | Methylsulfonylmethane by USP36/S2 - Dietary Supplements - pg 1536, 30 g | Absence of Specified Microorganisms <2022>,Assay (requires Water <921> I ),Chromatographic purity and limit of dimethyl sulfoxide,Heavy Metals <231> I,Identification A - Infrared Absorption <197A>,Identification B,Melting Range or Temperature <741>,Microbial Enumeration <2021>,Residual Solvents <467> (if required),USP Methylsulfonylmethane RS, USP Dimethyl Sulfoxide RS,Water Determination <921> I,(blank) | SAC 17025
12265 | Methyltestosterone by USP36/S2 - pg 4334, 5 g | Assay (requires Loss on Drying <731>),Chromatographic Purity,Identification A - Infrared Absorption <197A>,Identification B - Ultraviolet Absorption <197U>,Loss on Drying <731>,Melting Range <741>,Residual Solvents <467> (if required),Specific Rotation <781S> (requires Loss on Drying <731>),USP Methyltestosterone RS., USP Testosterone RS.,(blank) | SAC 17025
12266 | Methylthymol Blue Sodium Salt by ACS10/S3 - pg 446, 4 g | Clarity of Solution,Suitability as a Metal Indicator,Visual Transition Interval,(blank) | SAC 17025
12267 | Metoclopramide Hydrochloride by USP36/S2 - pg 4338, 10 g | Assay (requires Water),Chromatographic Purity,Identification A <197A>,Identification B,Identification C,Residual Solvents <467> (if required),Residue on Ignition <281>,USP Metoclopramide Hydrochloride RS.,Water <921> I,(blank) | SAC 17025
12268 | Metronidazole Benzoate by EP7/S8 - pg 5014, 20 g | Acidity,Appearance of Solution (2.2.1 & 2.2.2),Assay (requires Loss on Drying (2.2.32)),CHARACTERS,EP Metronidazole CRS, EP Metronidazole Impurity A CRS (Impurity B), EP Benzoic Acid RS (Impurity C),Heavy Metals (2.4.8, C),Identification A - Melting Point (2.2.14),Identification B - UV (2.2.25),Identification C - IR (2.2.24),Identification D - Primary Aromatic Amines (2.3.1),Loss on Drying (2.2.32),Ph. Eur. Reference Spectrum of Metronidazole Benzoate,Related Substances (2.2.29),Sulfated Ash (2.4.14),(blank) | SAC 17025
12269 | Miconazole Nitrate by USP36/S2 - pg 4364, 6 g | Assay (requires Loss on Drying <731>),Identification A <197A>,Identification B <197U>,Loss on Drying <731>,Related Compounds,Residual Solvents <467> (if required),Residue on Ignition <281>,USP Miconazole Nitrate RS., USP Econazole Nitrate RS.,(blank) | SAC 17025
12270 | Microcrystalline Cellulose by NF/EP | See Cellulose, Microcrystalline,(blank) | SAC 17025
12271 | Midazolam by BP2013 - pg 1505, 5 g | Appearance of Solution (2.2.1 & 2.2.2, II),Assay (2.2.20) [requires Loss on Drying (2.2.32)],CHARACTERS - Appearance,CHARACTERS - Solubility,EP Midazolam CRS., EP Midazolam for System Suitability CRS., EP Midazolam Impurity C CRS.,Identification A - Melting Point (2.2.14),Identification B - Infrared Absorption Spectrophotometry (2.2.24),Identification C,Identification D,Identification E - Chlorides (2.3.1, a) (requires Identification D),Impurity C (2.2.27),Loss on Drying (2.2.32),Related Substances (2.2.29),Sulfated Ash (2.4.14),(blank) | SAC 17025
12272 | Midazolam by USP36/S2 - pg 4366, 5 g | Assay (requires Loss on Drying <731>),Identification A - Infrared Absorption <197A>,Identification B,Loss on Drying <731>,Organic Impurities,Residual Solvents <467> (if required),Residue on Ignition <281>,USP Midazolam RS.,(blank) | SAC 17025
12273 | Mineral Oil by EP | See Paraffin, Liquid,(blank) | SAC 17025
12274 | Mineral Oil by USP36/S2 - pg 4372, 750 mL ***SEE ERRATA*** | Acidity,Identification A <197F>,Identification B,Limit of Polycyclic Aromatic Hydrocarbons,Limit of Sulfur Compounds,Readily Carbonizable Substances <271>,Residual Solvents <467> (if required),Solid Paraffin,Specific Gravity <841>,USP Mineral Oil RS., USP Naphthalene RS.,Viscosity <911>,(blank) | SAC 17025
12275 | Mineral Oil, Light by NF31/S2 - pg 2100, 750 mL | Acidity,Identification A - Infrared Absorption <197F>,Identification B,Limit of Polycyclic Aromatic Hydrocarbons,Limit of Sulfur Compounds,Readily Carbonizable Substances Test <271>,Residual Solvents <467> (if required),Solid Paraffin,Specific Gravity <841>,USP Mineral Oil RS., USP Naphthalene RS.,Viscosity - Capillary Viscometer Methods <911>,(blank) | SAC 17025
12276 | Minimum Fill | <755> | SAC 17025
12277 | Minocycline Hydrochloride by USP36/S2 - pg 4373, 30 g | Assay (Requires Water <921> I),Bacterial Endotoxins Test <85>,Crystallinity <695>,Heavy Metals <231> II,Identification - Infrared Absorption <197A>,Organic Impurities,pH <791>,Residual Solvents <467> (if required),Residue on Ignition <281>,USP Minocycline Hydrochloride RS.,Water Determination <921> I,(blank) | SAC 17025
12278 | Minoxidil by USP36/S2 - pg 4378, 75 g | Assay (requires Loss on Drying <731>),Heavy Metals <231> II,Identification A - Infrared Absorption <197A>,Loss on Drying <731>,Organic Impurities,Residual Solvents <467> (if required),Residue on Ignition <281>,USP Minoxidil RS.,(blank) | SAC 17025
12279 | Mitomycin by USP36/S2 - pg 6021, 5 g | Assay,Bacterial Endotoxins Test <85>,Crystallinity <695>,Identification A <197A>,Identification B (requires Assay),pH <791>,Residual Solvents <467> (if required),USP Mitomycin RS.,Water Determination <921> I,(blank) | SAC 17025
12280 | Modified Cellulose by FCC | see Hydroxypropyl Cellulose,(blank) | SAC 17025
12281 | Molecular Mass Distribution in Dextrans | 2.2.39 | SAC 17025
12282 | Mometasone Furoate by EP7/S8 - pg 2523, 15 g | Assay (2.2.25) [requires Loss on Drying (2.2.32)],CHARACTERS - Appearance,CHARACTERS - Melting Point,CHARACTERS - Solubility,EP Mometasone Furoate CRS., EP Anhydrous Beclometasone Dipropionate CRS.,Identification A - Infrared Absorption Spectrophotometry (2.2.24),Identification B - Thin-Layer Chromatography (2.2.27),Identification C,Identification D - Chlorides (2.3.1, a),Loss on Drying (2.2.32),Related Substances (2.2.29),Specific Optical Rotation (2.2.7) [requires Loss on Drying (2.2.32)],(blank) | SAC 17025
12283 | Mometasone Furoate by USP36/S2 - pg 4394, 15 g | Assay (requires Loss on Drying <731>),Heavy Metals <231> II,Identification A - Infrared Absorption <197A>,Identification B,Loss on Drying <731>,Organic Impurities,Residual Solvents <467> (if required),Residue on Ignition <281>,Specific Rotation <781S> (requires Loss on Drying <731>),USP Mometasone Furoate RS.,(blank) | SAC 17025
12284 | Mono- and Di-glycerides by NF31/S2 - pg 2101, 150 g | Acid Value <401>,Arsenic <211> II,Assay - Monoglycerides,Heavy Metals <231> II,Hydroxyl Value <401>,Iodine Value <401>,Limit of Free Glycerin,Residual Solvents <467> (if required),Residue on Ignition <281>,Saponification Value <401>,USP Glycerin RS.,(blank) | SAC 17025
12285 | Monobasic Sodium Phosphate by USP | see Sodium Phosphate, Monobasic,(blank) | SAC 17025
12286 | Monobenzone by USP36/S2 - pg 4402, 10 g | Assay (requires Loss on Drying <731>),Identification A <197A>,Identification B <197U>,Identification C,Loss on Drying <731>,Melting Range <741> I,Residual Solvents <467> (if required),Residue on Ignition <281>,USP Monobenzone RS,(blank) | SAC 17025
12287 | Monoethanolamine by ACS10/S3 | Use 2-Aminoethanol,(blank) | SAC 17025
12288 | Monoethanolamine by NF31/S2 - pg 2101, 20 g | Assay,Distilling Range <721> II,Identification A - Infrared Absorption <197A>,Residual Solvents <467> (if required),Residue on Ignition <281>,Specific Gravity <841>,USP Monoethanolamine RS.,(blank) | SAC 17025
12289 | Monosodium Glutamate by NF31/S2 - pg 2103, 35 g | Assay,Chloride <221>,Clarity and Color of Solution,Heavy Metals <231> II,Identification A,Identification B,Identification C - Sodium <191>,Lead <251>,Loss on Drying <731>,pH <791>,Residual Solvents <467> (if required),Specific Rotation <781S>,(blank) | SAC 17025
12290 | Monosodium L-Glutamate by FCC8/S3 - pg 777, 25 g | Assay (requires Loss on Drying),Chloride,Clarity and Color of Solution,DESCRIPTION - Appearance,DESCRIPTION - pH,DESCRIPTION - Solubility,Identification - Infrared Spectra,Lead,Loss on Drying,Optical (Specific) Rotation (requires Loss on Drying),(blank) | SAC 17025
12291 | Morphine Sulfate by EP7/S8 - pg 2527, 10 g | Acidity or Alkalinity (requires Solution S),Appearance of Solution (2.2.1 & 2.2.2, II) (requires Solution S),Assay,CHARACTERS,EP Morphine Sulfate CRS., EP Morphine for System Suitability CRS.,Identification A (2.2.24),Identification B (2.2.25),Identification C,Identification D - Alkaloids (2.3.1),Identification E - Sulfates (2.3.1),Iron (2.4.9) (requires Sulfated Ash (2.4.14)),Related Substances (2.2.29),Solution S,Specific Optical Rotation (2.2.7) (requires Solution S & Water (2.5.12)),Sulfated Ash (2.4.14),Water (2.5.12),(blank) | SAC 17025
12292 | Morphine Sulfate by USP36/S2 - pg 4407, 7 g | Acidity,Ammonium Salts,Assay (Requires Water <921> I),Chloride,Identification A - Infrared Absorption <197A>,Identification B,Identification C,Identification D - Sulfate <191>,Limit of Foreign Alkaloids,Residual Solvents <467> (if required),Residue on Ignition <281>,Specific Rotation <781S> (requires Water <921> I),USP Morphine Sulfate RS.,Water <921> I,(blank) | SAC 17025
12293 | Morphine Sulfate Injection by USP36/S2 - pg 6657, see tests for volume needed | Assay,Bacterial Endotoxins Test <85>,Identification A,Identification B - Sulfate <191>,Other Requirements <1>,Particulate Matter in Injections <788>,pH <791>,Residual Solvents <467> (if required),USP Endotoxin RS., USP Morphine Sulfate RS.,(blank) | SAC 17025
12294 | MTBE | See Methyl tert-Butyl Ether by ACS,(blank) | SAC 17025
12295 | N-(1-Naphthyl)ethylenediamine Dihydrochloride by ACS10/S3 - pg 453, 10 g | Sensitivity to Sulfanilamide,Solubility,Water I,(blank) | SAC 17025
12296 | N,N-Dimethylacetamide by USP36 - Reagents Specifications - pg 1161, 1 L | DESCRIPTION,(blank) | SAC 17025
12297 | N,N-Dimethylaniline | 2.4.26 A | SAC 17025
12298 | N,N-Dimethylaniline | 2.4.26 B | SAC 17025
12299 | N,N-Dimethylformamide by ACS10/S3 - pg 293, 250 mL | Assay (requires Water II),Color (APHA),GENERAL DESCRIPTION,Residue after Evaporation ,Titrable Acid,Titrable Base,Ultraviolet Spectrophotometry ,Water I (not validated),Water II,(blank) | SAC 17025
12300 | n-Acetyltryptophan by EP7/S8 - pg 1319 | Related Substances (2.2.29),(blank) | SAC 17025
12301 | Naltrexone Hydrochloride by USP36/S2 - pg 4441, 10 g | Assay (requires Water <921> I & Limit of Total Solvents),Completeness of Solution <641>,Content of Chloride,Heavy Metals <231> II,Identification <197A>,Limit of Total Solvents (requires Water <921> I),Related Compounds,Residual Solvents <467> (if required),Residue on Ignition <281>,Specific Rotation <781S> (requires Water <921> I & Limit of Total Solvents),USP Naltrexone RS., USP Naltrexone Related Compound A RS.,Water <921> I,(blank) | SAC 17025
12302 | Nandrolone Decanoate by USP36/S2 - pg 4443, 5 g | Assay (requires Loss on Drying <731>),Chromatographic Purity,Completeness and Clarity of Solution,Identification A <197A>,Identification B <197U> (requires Loss on Drying <731>),Identification C <621>,Loss on Drying <731>,Melting Range <741>,Residual Solvents <467> (if required),Specific Rotation <781S> (requires Loss on Drying <731>),USP Nandrolone RS., USP Nandrolone Decanoate RS.,(blank) | SAC 17025
12303 | Naphazoline Hydrochloride by EP7/S8 - pg 2552, 5 g | Acidity or Alkalinity (requires Solution S),Appearance of Solution (2.2.1 & 2.2.2, II) (requires Solution S),Assay [requires Loss on drying (2.2.32)],CHARACTERS - Appearance, Solubility, & Melting Point,EP Naphazoline Hydrochloride CRS.,Identification A (2.2.25),Identification B - Infrared Absorption Spectrophotometry (2.2.24),Identification C - Chlorides (2.3.1, a),Loss on Drying (2.2.32),Related Substances (2.2.29),Solution S,Sulfated Ash (2.4.14),(blank) | SAC 17025
12304 | Naphazoline Hydrochloride by USP36/S2 - pg 4446, 5 g | Assay (requires Loss on Drying <731>),Identification A - Infrared Absorption <197A>,Identification B - Ultraviolet Absorption <197U> (requires Loss on Drying <731>),Identification C - Chloride <191>,Loss on Drying <731>,Ordinary Impurities <466>,pH <791>,Residual Solvents <467> (if required),Residue on Ignition <281>,USP Naphazoline Hydrochloride RS.,(blank) | SAC 17025
12305 | n-Butyl Acetate by ACS10/S3 - pg 217, 500 mL | Assay and n-Butyl Alcohol (requires Water),Color (APHA),Residue after Evaporation,Substances Darkened by Sulfuric Acid,Titratable Acid,Water I,(blank) | SAC 17025
12306 | Near-Infrared Spectrometry | 2.2.40 | SAC 17025
12307 | Neurontin (see Gabapentin) | (blank) | SAC 17025
12308 | Niacin by USP36/S2 - pg 4497, 25 g | Assay (requires Loss on Drying <731>),Chloride <221>,Heavy Metals <231> I,Identification A - Infrared Absorption <197A>,Identification B - Ultraviolet Absorption <197U>,Loss on Drying <731>,Ordinary Impurities <466>,Residual Solvents <467> (if required),Residue on Ignition <281>,Sulfate <221>,USP Niacin RS.,(blank) | SAC 17025
12309 | Niacin or Niacinamide Assay - Chemical Method | <441> | SAC 17025
12310 | Niacinamide Ascorbate by FCC8/S3 - pg 795, 50 g | Assay - Ascorbic Acid (requires Loss on Drying),Assay - Niacinamide (requires Loss on Drying),Assay - Total of Ascorbic Acid and Niacinamide (requires Loss on Drying),DESCRIPTION,Identification A,Identification B - Infrared Absorption,Lead,Lead (by ICPMS, not validated),Loss on Drying,Melting Range or Temperature,Residue on Ignition (Sulfated Ash),USP Niacinamide RS., USP Ascorbic Acid RS.,(blank) | SAC 17025
12311 | Niacinamide by FCC8/S3 - pg 794, 50 g | Assay (requires Loss on Drying),DESCRIPTION,Identification - Infrared Absorption,Identification - UV Absorbance,Lead,Lead (by ICPMS, not validated),Loss on Drying,Melting Range or Temperature,Readily Carbonizable Substances,Residue on Ignition (Sulfated Ash),USP Niacinamide RS.,(blank) | SAC 17025
12312 | Niacinamide by USP36/S2 - pg 4500, 20 g | Assay (requires Loss on Drying <731>),Heavy Metals <231> II,Identification A - Infrared Absorption <197A>,Identification B - Ultraviolet Absorption <197U>,Loss on Drying <731>,Melting Range or Temperature <741>,Readily Carbonizable Substances <271>,Residual Solvents <467> (if required),Residue on Ignition <281>,USP Niacinamide RS.,(blank) | SAC 17025
12313 | Nickel in Hydrogenated Vegetable Oils | 2.4.31 | SAC 17025
12314 | Nickel in Polyols | 2.4.15 | SAC 17025
12315 | Nickel Sulfate Hexahydrate by ACS10/S3 - pg 458, 100 g | Assay,Ca, Co, Cu, Fe, Mg, Mn, K, Na (by ICPMS, not validated),Chloride,Insoluble Matter,Nitrogen Compounds,(blank) | SAC 17025
12316 | Nicotine by USP36/S2 - pg 4501, 10 g | Assay (Requires Water <921> I),Chromatographic Purity,Heavy Metals <231> II,Identification - Ultraviolet Absorption <197U>,Residual Solvents <467> (if required) See note,Specific Rotation <781S>,USP Nicotine Bitartrate Dihydrate RS.,Water <921> I,(blank) | SAC 17025
12317 | Nicotinic Acid by USP | use Niacin,(blank) | SAC 17025
12318 | Nimodipine by EP7/S8 - pg 2578, 10 g | Appearance of Solution (2.2.1),Assay,Identification (2.2.24),Loss on Drying (2.2.32),Nimodipine CRS, Nimodipine Impurity A CRS,Optical Rotation (2.2.7),Related Substances (2.2.29),Solution S,Sulfated Ash (2.4.14),(blank) | SAC 17025
12319 | Ninhydrin by ACS10/S3 - pg 459, 2 g | Identification and Melting Point,Sensitivity to Amino Acids (requires Solubility),Solubility,(blank) | SAC 17025
12320 | Nitrate | (blank) | SAC 17025
12321 | Nitrite Titration | <451> | SAC 17025
12322 | Nitrogen 97 Percent by NF31/S2 - pg 2108, small cylinder under pressure | Assay,Carbon Dioxide,Carbon Monoxide,Identification A,Limit of Nitric Oxide and Nitrogen Dioxide,Limit of Oxygen,Odor,Sulfur Dioxide,(blank) | SAC 17025
12323 | Nitrogen by EP8 - pg 2863, small cylinder under pressure for Assay | Assay (2.2.28),Carbon Dioxide (2.1.6),Carbon Dioxide (2.5.24),Carbon Monoxide (2.1.6),Carbon Monoxide (2.5.25),CHARACTERS,Identification,Identification A,Identification B,Identification C,Oxygen,PRODUCTION,TESTS,Water (2.5.28),Water Vapour (2.1.6),(blank) | SAC 17025
12324 | Nitrogen by FCC8/S3 - pg 798, small cylinder under pressure | Assay,Carbon Dioxide,Carbon Monoxide,DESCRIPTION,Flame Test,Oxygen (requires Assay),Water,(blank) | SAC 17025
12325 | Nitrogen by NF31/S2 - pg 2107, small cylinder under pressure | Assay,Carbon Monoxide,Identification A,Limit of Oxygen,Odor,(blank) | SAC 17025
12326 | Nitrogen Monoxide and Nitrogen Dioxide in Medicinal Gases | 2.5.26 | SAC 17025
12327 | NMR Spectroscopy (500 mHz) | R&D, Consulting and Testing | SAC 17025
12328 | Nonoxynol 9 by USP36/S2 - pg 4259, 50 g | Acid Value <401>,Assay,Cloud Point,Free Ethylene Oxide by SOP 13243, Rev 1 (modified column & modified assay of standard - validated),Identification A,Identification B,Limit of Dioxane by SOP 15191, Rev 1 (modified - validated - Isotope Dilution GCMS),Polyethylene Glycol,Residual Solvents <467> (if required),USP Nonoxynol 9 RS.,Water <921> I,(blank) | SAC 17025
12329 | Nonpareil-101 by JPE | use Sucrose Starch Spheres,(blank) | SAC 17025
12330 | Noscapine by BP2013 - pg 1618, 10 g | Appearance of Solution (2.2.1 & 2.2.2, II),Assay (2.2.20) [requires Loss on Drying (2.2.32)],CHARACTERS - Appearance,CHARACTERS - Solubility,EP Noscapine CRS.,Identification A - Specific Optical Rotation [requires Loss on Drying (2.2.32),identification B - Melting Point (2.2.14),Identification C - Infrared Absorption Spectrophotometry (2.2.24),Identification D - Thin-Layer Chromatography (2.2.27),Identification E,Loss on Drying (2.2.32),Related Substances (2.2.29),Specific Optical Rotation (2.2.27) [requires Loss on Drying (2.2.32)],Sulfated Ash (2.4.14),(blank) | SAC 17025
12331 | Noscapine by EP7/S8 - pg 3438, 10 g | Appearance of Solution (2.2.1 & 2.2.2, II),Assay (2.2.20) [requires Loss on Drying (2.2.32)],CHARACTERS - Appearance,CHARACTERS - Solubility,EP Noscapine CRS.,Identification A - Specific Optical Rotation [requires Loss on Drying (2.2.32),identification B - Melting Point (2.2.14),Identification C - Infrared Absorption Spectrophotometry (2.2.24),Identification D - Thin-Layer Chromatography (2.2.27),Identification E,Loss on Drying (2.2.32),Related Substances (2.2.29),Specific Optical Rotation (2.2.27) [requires Loss on Drying (2.2.32)],Sulfated Ash (2.4.14),(blank) | SAC 17025
12332 | Noscapine by USP36/S2 - pg 4548, 12 g | Assay (requires Water),Chloride <221>,Identification A - Infrared Absorption <197A>,Identification B - Ultraviolet Absorption <197U>,Identification C,Limit of Morphine,Melting Range <741>,Ordinary Impurities <466>,Residual Solvents <467> (if required),Residue on Ignition <281>,Specific Rotation <781S>,USP Noscapine RS,Water <921> I,(blank) | SAC 17025
12333 | n-Propyl Alcohol by ACS10/S3 - pg 563, 350 mL | Assay, Ethyl Alcohol, Methanol, and Isopropyl Alcohol (requires Water),Carbonyl Compounds,Color (APHA),GENERAL DESCRIPTION,Residue after Evaporation ,Solubility in Water,Titratable Acid,Water I,(blank) | SAC 17025
12334 | Nuclear Magnetic Resonance (NMR) - 500 mHz | <761> | SAC 17025
12335 | Nuclear Magnetic Resonance Spectrometry | 2.2.33 | SAC 17025
12336 | Nucleic Acids in Polysaccharide Vaccines | 2.5.17 | SAC 17025
12337 | O-Acetyl in Polysaccharide Vaccines | 2.5.19 | SAC 17025
12338 | Oatmeal, Colloidal by USP | see Colloidal Oatmeal by USP,(blank) | SAC 17025
12339 | Octinoxate by USP36/S1 - pg 4556, 50 mL | Acidity,Assay (modified),Chromatographic Purity,Identification A <197F>,Identification B <197U>,Refractive Index <831>,Residual Solvents <467> (if required),Specific Gravity <841>,USP Octinoxate RS.,(blank) | SAC 17025
12340 | Octisalate by USP36/S2 - pg 4556, 10 g | Acidity,Assay,Chromatographic Purity,Identification A <197F>,Identification B <197U>,Refractive Index <831>,Residual Solvents <467> (if required),Specific Gravity <841>,USP Octisalate RS.,(blank) | SAC 17025
12341 | Octocrylene by USP36/S2 - pg 4557, 20 g ***SEE ERRATA*** | Acidity,Assay,Chromatographic Purity,Identification <197U>,Refractive Index <831>,Residual Solvents <467> (if required),Specific Gravity <841>,USP Octocrylene RS.,(blank) | SAC 17025
12342 | Octoxinol 10 by EP7/S8 - pg 2607, 25 g | Acidity or Alkalinity,CHARACTERS,Cloud Point,EP Octoxinol 10 CRS.,Ethylene Oxide and Dioxan (2.4.25),Heavy Metals (2.4.8),Hydroxyl Value (2.5.3, A),Identification A (2.2.24),Identification B,Total Ash (2.4.16),Water (2.5.12),(blank) | SAC 17025
12343 | Octoxynol 9 by NF31/S2 - pg 5917, 75 g | Acid Value <401>,Assay,Content of Free Polyethylene Glycols,Heavy Metals <231>,Hydroxyl Value <401>,Identification A - Infrared Absorption <197F>,Identification B,Limit of Dioxane (by HS/GC-MS, not validated),Limit of Free Ethylene Oxide (HS/GC-FID & Method of Standards Addition, not validated),Residual Solvents <467> (if required),Residue on Ignition <281>,USP Nonoxynol 9 RS., USP Octoxynol 9 RS.,Water Determination <921> I,(blank) | SAC 17025
12344 | Octyl Methoxycinnamate by USP | See Octinoxate,(blank) | SAC 17025
12345 | Odor | 2.3.4 | SAC 17025
12346 | Odour and Taste of Essential Oils | 2.8.8 | SAC 17025
12347 | Ofloxacin by EP7/S8 - pg 2609, 15 g | Absorbance (2.2.25),Assay,CHARACTERS,EP Ofloxacin CRS., EP Ofloxacin Impurity A CRS., EP Ofloxacin Impurity E CRS.,Heavy Metals (2.4.8, C),Identification (2.2.24),Impurity A (2.2.27),Loss on Drying (2.2.32),Optical Rotation (2.2.7),Related Substances (2.2.29),Sulfated Ash (2.4.14),(blank) | SAC 17025
12348 | Ofloxacin by USP36/S2 - pg 4557, 15 g | Arsenic <211> II,Assay (requires Loss on Drying <731>),Heavy Metals <231> II,Identification A <197A>,Identification B <197U>,Limit of Methanol and Ethanol,Loss on Drying <731>,Organic Impurities,Residual Solvents <467> (if required),Residue on Ignition <281>,Specific Rotation <781S> (requires Loss on Drying <731>),USP Ofloxacin RS, USP Ofloxacin Related Compound A RS.,(blank) | SAC 17025
12349 | Oil Absorption of Pigments by Spatula Rub-out,(blank) | ASTM D281-95 | SAC 17025
12350 | Omeprazole by EP7/S6 - FOR REFERENCE ONLY! | Chloroform and Methylene Chloride (2.2.28),(blank) | SAC 17025
12351 | Omeprazole by EP7/S8 - pg 5519, 25 g | Appearance of Solution (2.2.1) (requires Solution S),Assay (2.2.20),CHARACTERS,EP Omeprazole CRS., EP Omeprazole Impurity D CRS., EP Omeprazole for Peak Identification CRS.,Identification - Infrared Absorption Spectrophotometry (2.2.24),Identification and Control of Residual Solvents (2.4.24) (if required),Impurities F and G (2.2.25) (requires Solution S),Loss on Drying (2.2.32),Related Substances (2.2.29),Solution S,Sulfated Ash (2.4.14),(blank) | SAC 17025
12352 | Omeprazole by USP36/S1 - pg 4576, 20 g | Assay (requires Loss on Drying <731>),Chromatographic Purity - Method 1,Chromatographic Purity - Method 2,Color of Solution,Completeness of Solution <641>,Heavy Metals <231> II,Identification A,Identification B <197A>,Loss on Drying <731>,Residual Solvents <467> (if required),Residue on Ignition <281>,USP Omeprazole RS.,(blank) | SAC 17025
12353 | Optical Microscopy | <776> | SAC 17025
12354 | Optical Rotation | <781> | SAC 17025
12355 | Optical Rotation | 2.2.7 | SAC 17025
12356 | Orange Oil, Cold-Pressed by FCC8/S3 - pg 831, 35 g | Angular Rotation,Assay - Aldehydes,DESCRIPTION,Identification - Infrared Spectra,Refractive Index,Specific Gravity,Ultraviolet Absorbance,(blank) | SAC 17025
12357 | Ordinary Impurities | <466> | SAC 17025
12358 | Organic Acids Screen | alpha Tocopherol, alpha Tocopheryl Acetate, Alpha Tocopheryl Acid Succinate, alpha Tocopheryls (Acetate & Succinate),Acetate (Acetic Acid),Acidity,Alkalinity - Total as CaCO3,Ammonia as Nitrogen,Ascorbic Acid,Ash, Total,Beta-Carotene,Biochemical Oxygen Demand (OS),Bioflavonoids,Biotin,Butyrate (Butyric Acid),Carbon Dioxide, Free,Chlorine, Residual,Cholecalciferol (D3),Chromium, Hexavalent,Citrate (Citric Acid),Color,Conductivity,Cyanide,Cyanocobalamin (B12),Density,Ergocalciferol (D2),Ferrous Iron,Flash Point (SOP 8281, Rev 1),Fluoride,Folic Acid (B9),Formate (Formic Acid),Fumarate (Fumaric Acid),Hardness,Hexane Extractable Materials,Hydrocarbons, Total Rec Petroleum,Lactate (Lactic Acid),Malate (Malic Acid),Maleate (Maleic Acid),MBAS (Surfactants),Melting Point,Menaquinone (K2),Mercaptans, Total by LA Co Sanitation 258,Moisture,Niacin (B3),Niacinamide (B3),Nitrogen (Organic) Kjeldahl (TKN),Nonionic Surfactants (OS),Odor (Threshold Odor Test),Oil and Grease,o-Phosphate,Oxalate (Oxalic Acid),Oxidation-Reduction Potential (ORP),Oxidation-Reduction Potential (ORP) (see Redox Potential),Oxygen, Dissolved,Pantothenic Acid (B5),pH,Phenol, Total (USE Weck!),Phosphorus, Total,Phytonadione (K1),Propionate (Propionic Acid),Pyridoxine (B6),Pyrophosphate,Pyruvate (Pyruvic Acid),Redox Potential,Retinyl Acetate,Retinyl Palmitate,Riboflavin (B2),Salinity (Density method),Settleable (SS),Silica, Dissolved (ICPMS),Silica, Reactive,Solids,Specific Gravity,Succinate (Succinic Acid),Sulfides,SUVA - Absorbance @ 254 nm,Tannin and Lignin,Tartrate (Tartaric Acid),Thiamine (B1, aka Thiamin),Thiocyanate,Thiosulfate,Tocopherol,Total (TS),Total Dissolved (TDS),Total Suspended (TSS),Trimetaphosphate,Tripolyphosphate,Turbidity,Viscosity (Kinematic),Vitamin A Assay <571> USP,Vitamin Assays,Vitamin D Assay <581> - Chemical Method,Vitamin D Assay <581> - Chromatographic Method,Water by Karl Fischer,(blank) | SAC 17025
12359 | Orphenadrine Citrate by USP36/S2 - pg 4599, 10 g | Assay (requires Loss on Drying <731>),Clarity and Color of Solution,Identification A - Infrared Absorption <197A>,Identification B - Ultraviolet Absorption <197U> (requires Loss on Drying <731>),Isomer Content (requires Sample Preparation for Isomer Content Test),Loss on Drying <731>,Melting Range <741>,Related Compounds,Residual Solvents <467> (if required),Residue on Ignition <281>,Sample Preparation for Isomer Content Test,USP Orphenadrine Citrate RS.,(blank) | SAC 17025
12360 | Other USP Tests and Assays | (blank) | SAC 17025
12361 | Oxalate in Urine | (blank) | SAC 17025
12362 | Oxalic Acid Dihydrate by ACS10/S3 - pg 470, 100 g | Assay,Calcium,Calcium by ICPMS (not validated),Chloride,Heavy Metals I,Insoluble Matter,Iron I (requires Residue After Ignition),Nitrogen Compounds,Residue after Ignition,Substances Darkened by Hot Sulfuric Acid,Sulfate,(blank) | SAC 17025
12363 | Oxandrolone by USP36/S2 - pg 4617, 5 g | Assay (requires Loss on Drying <731>),Identification A <197A>,Identification B,Loss on Drying <731>,Related Compounds,Residual Solvents <467> (if required),Residue on Ignition <281>,Specific Rotation <781S> (requires Loss on Drying <731>),USP Oxandrolone RS, USP Oxandrolone Related Compound A RS., USP Oxandrolone Related Compound B RS., USP Oxandrolone Related Compound C RS.,(blank) | SAC 17025
12364 | Oxidising Substances | 2.5.30 | SAC 17025
12365 | Oxybenzone by USP36/S2 - pg 4632, 20 mL | Assay (requires Loss on Drying <731>),Congealing Temperature <651>,Identification A <197A>,Identification B <197U> (requires Loss on Drying <731>),Loss on Drying <731>,Residual Solvents <467> (if required),USP Oxybenzone RS.,(blank) | SAC 17025
12366 | Oxybutynin Chloride by USP36/S2 - pg 4633, 25 g | Assay (requires Loss on Drying <731>),Chloride Content,Heavy Metals <231> I,Identification A - Infrared Absorption <197A>,Identification B (requires Assay),Loss on Drying <731>,Related Compounds,Residual Solvents <467> (if required),Residue on Ignition <281>,USP Oxybutynin Chloride RS., USP Oxybutynin Related Compound B RS., USP Oxybutynin Related Compound C RS.,(blank) | SAC 17025
12367 | Oxybutynin Hydrochloride by EP7/S8 - pg 2645, 25 g | Appearance of Solution (2.2.1 & 2.2.2, II) (requires Solution S),Assay,CHARACTERS,EP Oxybutynin Hydrochloride CRS., EP Oxybutynin Impurity A CRS.,Heavy Metals (2.4.8, A) (requires Solution S),Identification A (2.2.14),Identification B (2.2.24),Identification C (2.2.27),Identification D - Chlorides (2.3.1, a),Loss on Drying (2.2.32),Optical Rotation (2.2.7) (requires Solution S),Related Substances (2.2.29),Solution S,Sulfated Ash (2.4.14),(blank) | SAC 17025
12368 | Oxycodone Hydrochloride by USP36/S2 - pg 4638, 5 g | Assay (requires Water Determination <921> I & Limit of Alcohol <621>),Content of Chloride (requires Water <921> I & Limit of Alcohol <621>),Identification A - Melting Range or Temperature <741>,Identification B - Infrared Absorption <197A> (requires Sample Preparation for Identification B <197A>),Limit of Alcohol <621>,Limit of Oxycodone Related Compound A (14-Hydroxycodeinone) and Oxycodone Related Compound C (Codeinone),Organic Impurities - Procedure 2,Residual Solvents <467> (if required),Residue on Ignition <281>,Sample Preparation for Identification B <197A>,Specific Rotation <781S> (requires Water <921> I & Limit of Alcohol <621>),USP Oxycodone RS., USP Oxycodone Hydrochloride RS., USP Oxycodone Related Compound A RS., USP Oxycodone Related Compound C RS.,Water Determination <921> I,(blank) | SAC 17025
12369 | Oxycodone Hydrochloride Oral Solution by USP36/S2 - pg 4640, depends on concentration | Alcohol Determination <611> II,Assay,Deliverable Volume <698>,Identification A,Identification B,Identification C,pH <791>,Residual Solvents <467> (if required),Uniformity of Dosage Units <905> (weight variation),USP Oxycodone RS.,(blank) | SAC 17025
12370 | Oxygen by EP7/S8 - pg 2648, small cylinder under pressure | Assay (2.5.27),Assay (by GC, not validated),Carbon Dioxide (2.1.6),Carbon Dioxide (2.5.24),Carbon Monoxide (2.1.6),Carbon Monoxide (2.5.25),CHARACTERS,Identification,Water (2.5.28),Water Vapour (2.1.6),(blank) | SAC 17025
12371 | Oxygen by USP36/S2 - pg 4649, small cylinder under pressure | Assay (by GC, not validated),Assay (see below),Carbon Dioxide,Carbon Monoxide,Identification A ,Identification B,Odor,(blank) | SAC 17025
12372 | Oxygen Flask Combustion | <471> | SAC 17025
12373 | Oxygen in Medicinal Gases | 2.5.27 | SAC 17025
12374 | Oxygen-Flask method | 2.5.10 | SAC 17025
12375 | Oxymetazoline Hydrochloride by USP36/S2 - pg 4651, 10 g | Assay (requires Loss on Drying <731>),Heavy Metals <231> II,Identification A <197A>,Identification B <197U> (requires Loss on Drying <731>),Identification C - Chloride <191>,Loss on Drying <731>,pH <791>,Residual Solvents <467> (if required),Residue on Ignition <281>,USP Oxymetazoline Hydrochloride RS.,(blank) | SAC 17025
12376 | Oxymetholone by USP36/S2 - pg 4652, 5 g | Assay (requires Loss on Drying <731>),Completeness of Solution,Identification A <197A>,Identification B <197U>,Loss on Drying <731>,Melting Range <741>,Residual Solvents <467> (if required),Specific Rotation <781S> (requires Loss on Drying <731>),USP Oxymetholone RS.,(blank) | SAC 17025
12377 | Oxytocin by USP36/S2 - pg 4662, 100 mg | Monograph says to perform one of the following two tests,Acetic Acid Content <503>,Assay,Identification A (requires Assay),Identification B - NMR (B OR C must be performed),Identification C - Amino Acid Content (B OR C must be performed),Microbial Enumeration Tests <61> and Tests for Specified Microorganisms <62>,Ordinary Impurities (Requires Assay),Residual Solvents <467> (if required),USP Oxytocin RS, USP Oxytocin Identification RS,(blank) | SAC 17025
12378 | PABA by USP | use Aminobenzoic Acid monograph or para-Aminobenzoic Acid reagent specs (aka p-Aminobenzoic Acid),(blank) | SAC 17025
12379 | Paclitaxel by EP7/S8 - pg 2657, 10 g | Appearance of Solution (2.2.1 & 2.2.2, II),Assay A (requires Water) (Paclitaxel isolated from natural sources or produced by fermentation),Assay B (requires Water) (Paclitaxel produced by a semi-synthetic process),Bacterial Endotoxins (2.6.14),CHARACTERS,EP Paclitaxel CRS., EP Paclitaxel Impurity C CRS., EP Paclitaxel Natural for Peak Identification CRS., EP Paclitaxel Semi-Synthetic for System Suitability CRS.,Heavy Metals (2.4.8, B),Identification A (requires Water),Identification B (2.2.24),Microbial Contamination,Related Substances (2.2.29) A (Paclitaxel isolated from natural sources or produced by fermentation),Related Substances (2.2.29) B (Paclitaxel produced by a semi-synthetic process),Specific Optical Rotation (2.2.7) (requires Water),Water (2.5.32),(blank) | SAC 17025
12380 | Paclitaxel by USP36/S2 - pg 4665, 25 g | Assay (requires Water & Residual Solvents),Bacterial Endotoxins <85>,Heavy Metals <231> II,Identification A <197A>,Identification B,Microbial Enumeration Tests <61> and Tests for Specified Microorganisms <62>,Related Compounds - TEST 1,Related Compounds - TEST 2,Residual Solvents <467> (if required),Residue on Ignition <281>,Specific Rotation <781S> (requires Water & Residual Solvents),USP Endotoxin RS., USP Paclitaxel RS., USP Paclitaxel Related Compound A RS., USP Paclitaxel Related Compound B RS., USP Paclitaxel Impurity Mixture RS.,Water <921> Ic,(blank) | SAC 17025
12381 | Palmitic Acid by NF31/S2 - pg 2121, 20 g | Acid Value <401>,Assay,Color,Congealing Temperature <651> ,Heavy Metals <231> II,Identification A,Iodine Value <401> I,Mineral Acid,Residual Solvents <467> (if required),USP Palmitic Acid RS., USP Stearic Acid RS.,(blank) | SAC 17025
12382 | Pancreatin by USP36/S2 - pg 4672, 20 g | Assay for Amylase Activity (starch digestive power),Assay for Lipase Activity (fat digestive power),Assay for Protease Activity (casein digestive power),Fat,Loss on Drying <731>,Microbial Enumeration Tests <61> and Tests for Specified Microorganisms <62>,Residual Solvents <467> (if required),USP Bile Salts RS., USP Pancreatin Amylase and Protease RS., USP Pancreatin Lipase RS.,(blank) | SAC 17025
12383 | Panthenol by USP36/S2 - pg 4679, 35 g | Assay (requires Loss on Drying <731>),Identification A - Infrared Absorption <197A>,Identification B,Identification C,Limit of Aminopropanol,Loss on Drying <731>,Meting Range <741> I,Residual Solvents <467> (if required),Residue on Ignition <281>,Specific Rotation <781S> (requires Loss on Drying <731>),USP Racemic Panthenol RS.,(blank) | SAC 17025
12384 | Pantoprazole Sodium by USP36/S2 - pg 4680, 10 g | Assay (Requires Water <921> I),Heavy Metals <231> II,Identification A - Infrared Absorption <197A>,Identification B,Identification C - Sodium <191>,Related Compounds,Residual Solvents <467> (if required),USP Pantoprazole Sodium RS., USP Pantoprazole Related Compound A RS., USP Pantoprazole Related Compound B RS., USP Pantoprazole Related Compound C RS., USP Pantoprazole Related Compound D and F Mixture RS. USP, Pantoprazole Related Compound E RS.,Water <921> I,(blank) | SAC 17025
12385 | Pantoprazole Sodium Delayed-Release Tablets by USP36/S2 - pg 4682, 50 tablets | Assay,Dissolution <711>,Identification,Organic Impurities,Pantoprazole Related Compound A RS., Pantoprazole Related Compound B RS., USP Pantoprazole Sodium RS.,Residual Solvents <467> (if required),Uniformity of Dosage Units <905>,(blank) | SAC 17025
12386 | Papain by USP36/S2 - pg 4686, 10 g | Assay (casein digestive power),Loss on Drying <731>,pH <791>,Residual Solvents <467> (if required),USP Papain RS.,(blank) | SAC 17025
12387 | Paper Chromatography | 2.2.26 | SAC 17025
12388 | PAR (free acid) (4-('-Pyridylazo)resorcinol) by ACS10/S3 - pg 473, 0.5 g | Clarity of Solution,Suitability as a Complexometric Indicator,(blank) | SAC 17025
12389 | para-Aminobenzoic Acid by USP | See Para-aminobenzoic Acid by USP - Reagent Specifications,(blank) | SAC 17025
12390 | Para-aminobenzoic Acid by USP36/S2 - Reagent Specifications - pg 1180, 15 g | Assay,Description (Appearance, Solubility, etc.),Loss on Drying <731>,Melting Range <741>,Residual Solvents <467> (if required),Residue on Ignition (Reagent Test),(blank) | SAC 17025
12391 | Paraffin by NF31/S2 - pg 2122, 50 g | Acidity,Alkalinity (requires Acidity),Congealing Temperature <651>,Identification A - Infrared Absorption <197>,Identification B,Limit of Polycyclic Aromatic Hydrocarbons <851>,Limit of Sulfur Compounds,Readily Carbonizable Substances <271>,Residual Solvents <467> (if required),USP Paraffin RS, USP Naphthalene RS.,(blank) | SAC 17025
12392 | Paraffin, Light Liquid by EP7/S8 - pg 2669, 300 mL | Acidity or Alkalinity,CHARACTERS,Identification A (2.2.24),Identification B,Identification C,Polycyclic Aromatic Hydrocarbons,Readily Carbonisable Substances,Relative Density (2.2.5),Solid Paraffins,Viscosity (2.2.9),(blank) | SAC 17025
12393 | Paraffin, Liquid by EP7/S8 - pg 2669, 300 mL | Acidity or Alkalinity,CHARACTERS,Identification A (2.2.24),Identification B,Identification C,Polycyclic Aromatic Hydrocarbons,Readily Carbonisable Substances,Relative Density (2.2.5),Solid Paraffins,Viscosity (2.2.9),(blank) | SAC 17025
12394 | Paraffin, White Soft by EP7/S8 - pg 2670, 250 g | Acidity or Alkalinity,Appearance (2.2.2, II),CHARACTERS,Consistency (2.9.9),EP White Soft Paraffin CRS.,Identification A (2.2.17),Identification B (2.2.24) ,Identification C,Identification D,Ph. Eur. Reference Spectrum of Parrafin, White Soft,Polycyclic Aromatic Hydrocarbons (2.2.25),Sulfated Ash (2.4.14),(blank) | SAC 17025
12395 | Particle Size Distribution Estimation by Analytical Sieving | <786> | SAC 17025
12396 | Particle-Size Distribution Estimation by Analytical Sieving | 2.9.38 | SAC 17025
12397 | Particulate Matter in Injections | <788> | SAC 17025
12398 | Pectin by USP36/S2 - pg 4699, 300 g | Arsenic <211> II,Assay - Degree of Esterification,Assay - Galacturonic Acid,Assay - Methoxy Groups,Identification <851>,Lead <730>,Loss on Drying <731>,Microbial Enumeration Tests <61> and Tests for Specified Microorganisms <62> ,Procedure 1 - Sugars and Organic Acids,Procedure 2 - Methanol (Methyl Alcohol), Ethanol (Alcohol), and Isopropanol (2-Propanol),Residual Solvents <467> (if required),Sulfur Dioxide <525> V,USP Alcohol RS., USP 2-Butanol RS., USP Methyl Alcohol RS., USP 2-Propanol RS.,(blank) | SAC 17025
12399 | Pectins by FCC8/S3 - pg 1758, 150 g | Ash (Acid-Insoluble),Degree of Amide Substitution and Total Galacturonic Acid in the Pectin Component,DESCRIPTION,Identification,Lead,Loss on Drying ,Methanol, Ethanol, and Isopropanol,Methanol, Ethanol, and Isopropanol (by HS/GC-FID, not validated) ,Sodium Methyl Sulfate,Sulfur Dioxide,Total Insoluble Substances,USP 2-Butanol RS., USP Methyl Alcohol RS., USP Alcohol Determination-Alcohol RS., USP 2-Propanol RS.,(blank) | SAC 17025
12400 | PEG 3350 and Electrolytes for Oral Solution by USP | Near Polyethylene Glycol - alphabetized,(blank) | SAC 17025
12401 | Pemulen by NF/EP | See Carbomers,(blank) | SAC 17025
12402 | Penicillamine Capsules by USP36/S2 - pg 4705, 250 capsules | Assay,Dissolution <711>,Identification,Limit of Penicillamine Disulfide,Loss on Drying <731>,Residual Solvents <467> (if required),Uniformity of Dosage Units <905> (requires Assay),USP Penicillamine RS., USP Penicillamine Disulfide RS.,(blank) | SAC 17025
12403 | Penicillin V Potassium by USP36/S2 - pg 4727, 2 g | Assay,Crystallinity <695>,Identification A - Infrared Absorption <197A>,Identification B - Potassium <191>,Limit of p-Hydroxypenicillin V,Loss on Drying <731>,pH <791>,Phenoxyacetic Acid,Residual Solvents <467> (if required),Specific Rotation <781S> (requires Loss on Drying <731>),USP Penicillin V Potassium RS.,(blank) | SAC 17025
12404 | Pentetic Acid by USP36/S2 - pg 4734, 25 g | Assay ,Heavy Metals <231> II,Identification - Infrared Absorption <197A>,Iron,Limit of Nitrilotriacetic Acid ,Residual Solvents <467> (if required),Residue on Ignition <281>,USP Pentetic Acid RS.,(blank) | SAC 17025
12405 | Peppermint Oil by NF31/S2 - pg 2124, 100 g | Angular Rotation <781A>,Assay - Total Esters,Assay - Total Menthol (requires Assay - Total Esters),Heavy Metals <231> II,Identification A,Limit of Dimethyl Sulfide,Refractive Index <831>,Residual Solvents <467> (if required),Solubility in 70% Alcohol,Specific Gravity <841>,(blank) | SAC 17025
12406 | Peptide Identification by Nuclear Magnetic Resonance Spectroscopy | 2.2.64 | SAC 17025
12407 | Perchlorate by IC | (blank) | SAC 17025
12408 | Perchlorate by IC-MS/MS | (blank) | SAC 17025
12409 | Perflubron by USP36/S2 - pg 4742, 200 g | Assay,Chromatographic Purity,Identification A,Identification B,Nonvolatile Residue,Residual Solvents <467> (if required),Specific Gravity <841>,USP Perflubron RS.,(blank) | SAC 17025
12410 | Pergolide Mesylate by USP36/S2 - pg 4744, 200 g | Assay (requires Loss on Drying <731>),Chromatographic Purity,Heavy Metals <231> II,Identification - Infrared Absorption <197A>,Loss on Drying <731>,Residual Solvents <467> (if required),Residue on Ignition <281>,Specific Rotation <781S> (requires Loss on Drying <731>),USP Pergolide Mesylate RS., USP Pergolide Sulfoxide RS.,(blank) | SAC 17025
12411 | Peroxide Value | 2.5.5 A | SAC 17025
12412 | Peroxide Value | 2.5.5 B | SAC 17025
12413 | Pesticide Residue | 2.8.13 | SAC 17025
12414 | Petrolatum by USP36/S2 - pg 4751, 250 g | Acidity,Alkalinity,Color,Consistency,Fixed Oils, Fats, and Rosin,Melting Range or Temperature <741> III,Organic Acids,Residual Solvents <467> (if required),Residue on Ignition <281>,Specific Gravity <841>,(blank) | SAC 17025
12415 | Petrolatum, White by USP36/S1 - pg 4752, 250 g | Acidity,Alkalinity,Color,Consistency,Fixed Oils, Fats, and Rosin,Melting Range or Temperature <741> III,Organic Acids,Residual Solvents <467> (if required),Residue on Ignition <281>,Specific Gravity <841>,(blank) | SAC 17025
12416 | pH | <791> | SAC 17025
12417 | Pharmaceutical Technical Procedures | 2.9 | SAC 17025
12418 | Pharmacy Compounding | <795> | SAC 17025
12419 | Pheniramine Maleate by BP2013 - pg 1739, 20 g | Appearance of Solution (2.2.1 & 2.2.2, II) (requires Solution S),Assay (2.2.20) [requires Loss on Drying (2.2.32)],CHARACTERS - Appearance,CHARACTERS - Solubility,EP Pheniramine Maleate CRS., EP Pheniramine Impurity A CRS.,Heavy Metals (2.4.8, A) (requires Solution S),Identification A - Melting Point (2.2.14),Identification B - UV/Vis Spectrophotometry (2.2.25),Identification C - Infrared Absorption Spectrophotometry (2.2.24),Identification D - Thin-Layer Chromatography (2.2.27),Loss on Drying (2.2.32),pH (2.2.3),Related Substances - Liquid Chromatography (2.2.29),Solution S,Sulfated Ash (2.4.14),(blank) | SAC 17025
12420 | Pheniramine Maleate by EP7/S8 - pg 4353, 20 g | Appearance of Solution (2.2.1 & 2.2.2, II) (requires Solution S),Assay (2.2.20) [requires Loss on Drying (2.2.32)],CHARACTERS - Appearance,CHARACTERS - Solubility,EP Pheniramine Maleate CRS., EP Pheniramine Impurity A CRS.,Heavy Metals (2.4.8, A) (requires Solution S),Identification A - Melting Point (2.2.14),Identification B - UV/Vis Spectrophotometry (2.2.25),Identification C - Infrared Absorption Spectrophotometry (2.2.24),Identification D - Thin-Layer Chromatography (2.2.27),Loss on Drying (2.2.32),pH (2.2.3),Related Substances - Liquid Chromatography (2.2.29),Solution S,Sulfated Ash (2.4.14),(blank) | SAC 17025
12421 | Pheniramine Maleate by USP36/S2 - pg 4758, 50 g | Assay (requires Loss on Drying <731>),Chromatographic Purity,Heavy Metals <231> I,Identification - Infrared Absorption <197A>,Loss on Drying <731>,Melting Range <741> I,pH <791>,Residual Solvents <467> (if required),Residue on Ignition <281>,USP Pheniramine Maleate RS.,(blank) | SAC 17025
12422 | Phenobarbital by USP36/S2 - pg 4759, 15 g | Assay (requires Loss on Drying <731>),Identification A,Identification B,Loss on Drying <731>,Melting Range <741>,Residual Solvents <467> (if required),Residue on Ignition <281>,USP Phenobarbital RS.,(blank) | SAC 17025
12423 | Phenol by EP7/S8 - pg 2703, 25 g | Acidity (requires Solution S),Appearance of Solution (2.2.1 & 2.2.2, II) (requires Solution S),Assay,CHARACTERS,Freezing Point (2.2.18),Identification A,Identification B (requires Solution S),Identification C (requires Solution S),Residue on Evaporation,Solution S,(blank) | SAC 17025
12424 | Phenol by USP36/S2 - pg 4763, 25 g | Assay (Requires Water <921> I),Clarity of Solution and Reaction,Congealing Temperature <651>,Identification A,Identification B,Limit of Nonvolatile Residue,Residual Solvents <467> (if required),Water Determination <921> I,(blank) | SAC 17025
12425 | Phenol in Immunosera and Vaccines | 2.5.15 | SAC 17025
12426 | Phenol Red by ACS10/S3 - pg 487, 5g | Clarity of Solution,Visual Transition Interval,(blank) | SAC 17025
12427 | Phenoxyethanol by EP7/S8 - pg 2705, 35 g | Assay,EP Phenoxyethanol CRS.,Identification A (2.2.6),Identification B (2.2.25),Identification C (2.2.24),Identification D (2.2.14),Phenol (2.2.25),Related Substances (2.2.28),Relative Density (2.2.5),(blank) | SAC 17025
12428 | Phenoxyethanol by NF31/S2 - pg 2126, 5 g | Assay,Identification - Infrared Absorption <197A>,Limit of Phenol,Organic Impurities <621>,Residual Solvents <467> (if required),Specific Gravity <841>,USP Phenoxyethanol RS.,(blank) | SAC 17025
12429 | Phentermine Hydrochloride by USP36/S2 - pg 4767, 30 g | Assay (requires Loss on Drying <731>),Chromatographic Purity,Identification A - Infrared Absorption <197A>,Identification B - Ultraviolet Absorption <197U> (requires Loss on Drying <731>),Identification C - Chloride <191>,Loss on Drying <731>,Melting Range <741>,pH <791>,Residual Solvents <467> (if required),Residue on Ignition <281>,USP Phentermine Hydrochloride RS.,(blank) | SAC 17025
12430 | Phentolamine Mesylate by USP36/S2 - pg 4769, 30 g | Assay (requires Loss on Drying <731>),Chromatographic Purity,Identification A - Infrared Absorption <197A>,Identification B - Ultraviolet Absorption <197U>,Identification C,Loss on Drying <731>,Residual Solvents <467> (if required),Residue on Ignition <281>,Sulfate <221>,USP Phentolamine Mesylate RS.,(blank) | SAC 17025
12431 | Phenylalanine by EP7/S8 - pg 2711, 25 g | Ammonium (2.4.1, B),Appearance of Solution (2.2.1 & 2.2.2, II),Assay [requires Loss on drying (2.2.32)],CHARACTERS,Chlorides (2.4.4),EP Phenylalanine CRS., EP Tyrosine CRS.,Heavy Metals (2.4.8, D),Identification A [requires Loss on Drying (2.2.32)],Identification B - Infrared Absorption Spectrophotometry (2.2.24),Identification C,Identification D ,Iron (2.4.9),Loss on Drying (2.2.32),Ninhydrin-Positive Substances (2.2.27),Specific Optical Rotation (2.2.7) [requires Loss on Drying (2.2.32)],Sulfated Ash (2.4.14),Sulfates (2.4.13),(blank) | SAC 17025
12432 | Phenylalanine by USP36/S2 - pg 4771, 50 g ***SEE ERRATA*** | Assay (requires Loss on Drying <731>),Chloride <221>,Heavy Metals <231> II,Identification A - Infrared Absorption <197A>,Iron <241>,Loss on Drying <731>,pH <791>,Related Compounds,Residual Solvents <467> (if required),Residue on Ignition <281>,Specific Rotation <781S> (requires Loss on Drying <731>),Sulfate <221>,USP L-Phenylalanine RS., USP L-Tyrosine RS.,(blank) | SAC 17025
12433 | Phenylbutazone by USP36/S2 - pg 4771, 20 g | Assay (requires Loss on Drying <731>),Chloride <221>,Heavy Metals <231> II,Identification A <197A>,Identification B <197U> (requires Loss on Drying <731>),Loss on Drying <731>,Melting Range <741>,Residual Solvents <467> (if required),Residue on Ignition <281>,Sulfate <221>,USP Phenylbutazone RS.,(blank) | SAC 17025
12434 | Phenylephrine Hydrochloride by EP7/S8 - pg 2714, 25 g | Acidity or Alkalinity (requires Solution S),Appearance of Solution (2.2.1 & 2.2.2, II) (requires Solution S),Assay (2.2.20) (requires Loss on Drying (2.2.32)),CHARACTERS,EP Phenylephrine Hydrochloride CRS., EP Phenylephrine Hydrochloride for Peak Identification CRS.,Identification A,Identification B (2.2.14),Identification C (2.2.24),Identification D,Identification E - Chlorides (2.3.1, a),Loss on Drying (2.2.32),Related Substances (2.2.29),Solution S,Specific Optical Rotation (2.2.7) (requires Solution S),Sulfated Ash (2.4.14),Sulfates (2.4.13) (requires Solution S),(blank) | SAC 17025
12435 | Phenylephrine Hydrochloride by USP36/S2 - pg 4775, 25 g | Assay (requires Loss on Drying <731>),Chloride Content,Chromatographic Purity,Identification A <197A>,Identification B - Chloride <191>,Limit of Ketones,Loss on Drying <731>,Melting Range <741>,Residual Solvents <467> (if required),Residue on Ignition <281>,Specific Rotation <781S> (requires Loss on Drying <731>),Sulfate <221>,USP Phenylephrine Hydrochloride RS.,(blank) | SAC 17025
12436 | Phenylmercuric Nitrate by NF31/S2 - pg 2128, 5 g | Assay - Mercury,Assay - Phenylmercuric Ions,Identification A,Identification B,Identification C,Mercury Ions,Residual Solvents <467> (if required),Residue on Ignition <281>,(blank) | SAC 17025
12437 | Phosphates | 2.4.11 | SAC 17025
12438 | Phosphoric Acid by ACS10/S3 - pg 489, 500 g | Antimony, Calcium, Magnesium, Potassium, and Sodium,Arsenic ,Assay ,Chloride ,Color (APHA),GENERAL DESCRIPTION,Heavy Metals 1,Insoluble Matter ,Iron 2,Manganese,Nitrate 1,Reducing Substances,Sb, Ca, Mg, K, Na (by ICP-MS, not validated),Sulfate 1,Volatile Acids,(blank) | SAC 17025
12439 | Phosphoric Acid by BP2013 - pg 1770, 40 g | Appearance of Solution (2.2.1 & 2.2.2, II) (requires Solution S),Arsenic (2.4.2, A) (requires Solution S),Assay,CHARACTERS - Appearance,CHARACTERS - Relative Density,CHARACTERS - Solubility,Chlorides (2.4.4) (requires Solution S),Heavy Metals (2.4.8, A),Hypophosphorous Acid and Phosphorous Acid (requires Solution S),Identification A (2.2.4),Identification B - Phosphates (2.3.1, a & b) (requires Solution S),Iron (2.4.9) (requires Solution S),Solution S,Substances Precipitated with Ammonia (requires Solution S),Sulfates (2.4.13),(blank) | SAC 17025
12440 | Phosphoric Acid by FCC8/S3 - pg 888, 35 g | Arsenic,Assay,Cadmium,DESCRIPTION,Fluoride IV,Identification - Phosphate,Lead,Lead (by ICPMS, not validated),(blank) | SAC 17025
12441 | Phosphoric Acid by NF31/S2 - pg 2128, 200 mL | Alkali Phosphates,Assay,Heavy Metals <231> I,Identification A - Phosphate <191>,Limit of Nitrate,Phosphorous or Hypophosphorous Acid,Residual Solvents <467> (if required),Sulfate <221>,(blank) | SAC 17025
12442 | Phosphoric Acid, Concentrated by EP7/S8 - pg 2725, 40 g | Appearance of Solution (2.2.1 & 2.2.2, II) (requires Solution S),Arsenic (2.4.2, A) (requires Solution S),Assay,CHARACTERS - Appearance,CHARACTERS - Relative Density,CHARACTERS - Solubility,Chlorides (2.4.4) (requires Solution S),Heavy Metals (2.4.8, A),Hypophosphorous Acid and Phosphorous Acid (requires Solution S),Identification A (2.2.4),Identification B - Phosphates (2.3.1, a & b) (requires Solution S),Iron (2.4.9) (requires Solution S),Solution S,Substances Precipitated with Ammonia (requires Solution S),Sulfates (2.4.13),(blank) | SAC 17025
12443 | Phosphorus in Polysaccharide Vaccines | 2.5.18 | SAC 17025
12444 | Pimobendan by EP7/S8 - pg 2734, 20 g | Assay (2.2.20) (requires Water),CHARACTERS,EP Pimobendan CRS., EP Pimobendan for System Suitability CRS.,Heavy Metals (2.4.8, F),Identification (2.2.4),Related Substances (2.2.29),Sulfated Ash (2.4.14),Water (2.5.12),(blank) | SAC 17025
12445 | Plasma Spectrochemistry - ICP-OES and ICPMS | <730> | SAC 17025
12446 | Pluronic F68 by NF/EP/DAC | See Poloxomer,(blank) | SAC 17025
12447 | Podophyllum Resin by USP36/S2 - pg 4822, 5 g | Distinction from Resin of Indian Podophyllum,Hexane-Insoluble Matter,Identification A,Identification B,Residual Solvents <467> (if required),Residue on Ignition <281>,(blank) | SAC 17025
12448 | Podophyllum Resin Topical Solution by USP36/S2 - pg 4823, 50 mL | Alcohol Content <611> I,Hexane-Insoluble Matter,Identification A,Identification B (requires Hexane-Insoluble Matter),Residual Solvents <467> (if required),(blank) | SAC 17025
12449 | Polarography | <801> | SAC 17025
12450 | Poloxalene by USP36/S2 - pg 4823, 60 g | Assay,Average Molecular Weight,Cloud Point,Hydroxyl Value <401>,Identification,pH <791>,Residual Solvents <467> (if required),USP Poloxalene RS.,Water <921> Ia,(blank) | SAC 17025
12451 | Poloxamer 407 by DAC (Allergan) - 600 g | Appearance of the Solution (EP 2.2.1 and 2.2.2),Ethylene Oxide,Heavy Metals (EP 2.4.8 D),Hydroxyl Value,Identification A (EP 2.2.14),Identification B,Identification C (requires Hydroxyl Value),Identification D,Microbial Limits,pH (EP 2.2.3),Propylene Oxide,Reducing Substances,Sulfated Ash (EP 2.4.14),Water (EP 2.5.12),(blank) | SAC 17025
12452 | Poloxamer by NF31/S2 - pg 2131, 150 g | Average Molecular Weight,Heavy Metals <231> I,Identification A - Infrared Absorption <197A> (solids),Identification A - Infrared Absorption <197F> (liquids),Limit of Free Ethylene Oxide, Propylene Oxide, and 1,4-Dioxane,pH <791>,Residual Solvents <467> (if required),Unsaturation,USP Poloxamer Liquid RS., USP Poloxamer Solid RS.,Weight Percent Oxyethylene - NMR <761>,(blank) | SAC 17025
12453 | Poloxamers by EP8 - pg 3052, 300 g | Appearance of Solution (2.2.2, II) (requires Solution S),Average Relative Molecular Mass,CHARACTERS - Appearance,CHARACTERS - Melting Point,CHARACTERS - Solubility,Chemical Reference Substance of the Ph. Eur.,Ethylene Oxide, Propylene Oxide and Dioxan (2.2.28),Identification A - Infrared Absorption Spectrophotometry (2.2.24),Identification B,Identification C,Oxypropylene:Oxyethylene Ratio (2.2.33),pH (2.2.3) (requires Solution S),Solution S,Total Ash (2.4.16),Water (2.5.12),(blank) | SAC 17025
12454 | Poly(Vinyl Alcohol) by EP7/S8 - pg 5752, 50 g | Acid Value (requires Solution S),Appearance of Solution (2.2.1 & 2.2.2, II) (requires Solution S),CHARACTERS - Appearance,CHARACTERS - Solubility,EP Poly(Vinyl Alcohol) CRS.,Ester Value (2.5.2) (requires Acid Value),Heavy Metals (2.4.8, D),Identification A (2.2.24),Identification B,Loss on Drying (2.2.32),pH (2.2.3) (requires Solution S),Solution S [requires Loss on Drying (2.2.32)],Sulfated Ash (2.4.14),Viscosity (2.2.49),(blank) | SAC 17025
12455 | Polycarbophil by USP36/S2 - pg 4824, 15g | Absorbing Power (requires Loss on Drying <731>),Identification A,Identification B,Limit of Acrylic Acid,Limit of Ethyl Acetate,Loss on Drying <731>,pH <791>,Residual Solvents <467> (if required),Residue on Ignition <281>,(blank) | SAC 17025
12456 | Polydextrose by FCC8/S3 - pg 1762, 10 g | 5-Hydroxymethylfurfural and Related Compounds [requires Water and Residue on Ignition (Sulfated Ash)],Assay [requires Water and Residue on Ignition (Sulfated Ash)],DESCRIPTION,Identification A,Identification B,Identification C,Identification D,Lead,Lead, Nickel (by ICP-MS, not validated),Molecular Weight Limit,Monomers,Nickel,pH,Residue on Ignition (Sulfated Ash) I,Water,(blank) | SAC 17025
12457 | Polydextrose by NF31/S2 - pg 2134, 15 g | Assay (requires Water Determination <921> I & Residue on Ignition <281>),Identification A,Identification B,Identification C,Identification D,Lead (by ICP-MS, not validated),Limit of 5-Hydroxymethylfurfural and Related Compounds (requires Water Determination <921> I & Residue on Ignition <281>),Limit of Lead,Limit of Monomers,Molecular Weight Limit,pH <791>,Residual Solvents <467> (if required),Residue on Ignition <281>,USP 1,6-Anhydro-D-glucose RS., USP Dextrose RS., USP Sorbitol RS., USP Polydextrose RS.,Water Determination <921> I,(blank) | SAC 17025
12458 | Polyethylene Glycol 3350 and Electrolytes for Oral Solution by USP36/S2 - pg 4825, 250 g | Assay for Bicarbonate,Assay for Chloride and Sulfate,Assay for Polyethylene Glycol 3350,Assay for Potassium and Sodium,Completeness of Solution <641>,Identification A - <197A>,Identification B - Bicarbonate <191>,Identification B - Chloride <191>,Identification B - Potassium <191>,Identification B - Sodium <191>,Identification B - Sulfate <191>,Osmolarity <785>,pH <791>,Residual Solvents <467> (if required),Uniformity of Dosage Units,USP Polyethylene Glycol 3350 RS,(blank) | SAC 17025
12459 | Polyethylene Glycol 400 by JP | See Macrogol 400,(blank) | SAC 17025
12460 | Polyethylene Glycol by EP | See Macrogols,(blank) | SAC 17025
12461 | Polyethylene Glycol by NF31/S2 - pg 2139, 300 g | Assay - Average Molecular Weight,Completeness and Color of Solution,Heavy Metals <231>,Limit of Ethylene Glycol and Diethylene Glycol (<450 MW),Limit of Ethylene Glycol and Diethylene Glycol (450-1000 MW),Limit of Free Ethylene Oxide and 1,4-Dioxane,pH <791>,Residual Solvents <467> (if required),Residue on Ignition <281>,Viscosity - Capillary Viscometer Methods <911>,(blank) | SAC 17025
12462 | Polyethylene Glycol Monomethyl Ether by NF31/S2 - pg 2142, 600 g ***SEE ERRATA*** | Assay - Average Molecular Weight,Average Molecular Weight,Completeness and Color of Solution,Free Ethylene Oxide and 1,4-Dioxane,Heavy Metals <231>,Limit of 2-Methoxyethanol,Limit of Ethylene Glycol and Diethylene Glycol (MW < 600),Limit of Ethylene Glycol and Diethylene Glycol (MW 600-1500),pH <791>,Residual Solvents <467> (if required),Residue on Ignition <281>,Viscosity - Capillary Viscometer Methods <911>,(blank) | SAC 17025
12463 | Polyethylene Glycols by FCC8/S3 - pg 906, 300 g | Completeness and Color of Solution,DESCRIPTION,Ethylene Glycol and Diethylene Glycol (<450 MW),Ethylene Glycol and Diethylene Glycol (>450 MW),Ethylene Oxide and 1,4-Dioxane,Lead (by ICPMS, not validated),Lead I,Nominal Molecular Weight,pH,Residue on Ignition (Sulfated Ash),Viscosity,(blank) | SAC 17025
12464 | Polyisobutylene by FCC8/S3 - pg 911, 20 g (+separate 5 g for Volatiles) | DESCRIPTION,Identification - Infrared Spectra,Lead,Molecular Weight,Volatiles,(blank) | SAC 17025
12465 | Polymyxin B Sulfate by USP36/S2 - pg 6686, amount needed depends on concentration ***SEE ERRATA*** | Assay <81>,Composition of Polymyxins,Identification A (Requires Composition of Polymyxins),Identification B,Identification C - Sulfate <191>,Loss on Drying <731>,Organic Impurities,pH <791>,Residual Solvents <467> (if required),Residue on Ignition,USP Polymyxin B Sulfate RS.,(blank) | SAC 17025
12466 | Polyoxyl 20 Cetostearyl Ether by NF31/S2 - pg 2155, 150 g ***SEE ERRATA*** | Acid Value <401>,Average Polymer Length,Free Ethylene Oxide,Free Polyethylene Glycols,Heavy Metals <231> II,Hydroxyl Value <401>,Identification A - Infrared Absorption <197A>,pH <791>,Residual Solvents <467> (if required),Residue on Ignition <281>,Saponification Value <401>,USP Polyoxyl 20 Cetostearyl Ether RS.,Water Determination <921> I,(blank) | SAC 17025
12467 | Polyoxyl 35 Castor Oil by NF31/S2 - pg 2156, 100 g | Acid Value <401>,Heavy Metals <231> II,Hydroxyl Value <401>,Identification A - Infrared Absorption <197A>,Identification B,Identification C,Iodine Value <401>,Residual Solvents <467> (if required),Residue on Ignition <281>,Saponification Value <401>,Specific Gravity <841>,USP Polyoxyl 35 Castor Oil RS.,Viscosity - Capillary Viscometer Methods <911>,Water Determination <921> I,(blank) | SAC 17025
12468 | Polyoxyl 40 Hydrogenated Castor Oil by NF31/S2 - pg 2156, 100 g | Acid Value <401>,Congealing Temperature <651>,Heavy Metals <231> II,Hydroxyl Value <401>,Identification A,Identification B,Iodine Value <401>,Residual Solvents <467> (if required),Residue on Ignition <281>,Saponification Value <401>,Water Determination <921> I,(blank) | SAC 17025
12469 | Polyoxyl 40 Stearate by NF31/S2 - pg 2157, 50 g | Acid Value <401>,Congealing Temperature <651>,Free Polyethylene Glycols,Heavy Metals <231> II,Hydroxyl Value <401>,Identification - Infrared Absorption <197A>,Residual Solvents <467> (if required),Saponification Value <401>,USP Polyoxyl 40 Stearate RS.,Water Determination <921> I,(blank) | SAC 17025
12470 | Polysorbate 20 by EP7/S8 - pg 2754, 100 g | Acid Value (2.5.1),CHARACTERS - Appearance, Solubility,CHARACTERS - Relative Density,CHARACTERS - Viscosity,Composition of Fatty Acids (2.4.22, C),Ethylene Oxide and Dioxan (2.4.25, A),Heavy Metals (2.4.8, C),Hydroxyl Value (2.5.3, A),Identification A - Infrared Absorption (2.2.24),Identification B - Hydroxyl Value,Identification C - Saponification Value,Identification D - Composition of Fatty Acids,Identification E,Peroxide Value (2.2.20),Ph. Eur. Reference Spectrum of Polysorbate 20,Saponification Value (2.5.6),Total Ash (2.4.16),Water (2.5.12),(blank) | SAC 17025
12471 | Polysorbate 20 by NF31/S2 - pg 2160, 80 g | Acid Value <401>,Assay - Composition of Fatty Acids,Bacterial Endotoxins Test <85>,Heavy Metals <231> II,Hydroxyl Value <401>,Identification A - Infrared Absorption <197F>,Identification B,Limit of Ethylene Oxide and Dioxane <228> II,Peroxide Value <401>,Residual Solvents <467> (if required),Residue on Ignition <281>,Saponification Value <401>,USP Polysorbate 20 RS.,Water Determination <921> I,(blank) | SAC 17025
12472 | Polysorbate 40 by EP7/S8 - pg 2755, 100 g | Acid Value (2.5.1),CHARACTERS,Composition of Fatty Acids (2.4.22, C),Ethylene Oxide and Dioxan (2.4.25, A),Heavy Metals (2.4.8, C),Hydroxyl Value (2.5.3, A),Identification A (2.2.24),Identification B (Hydroxyl Value),Identification C (Saponification Value),Identification D (Composition of Fatty Acids),Identification E,Peroxide Value (2.2.20),Ph. Eur. Reference Spectrum of Polysorbate 40,Saponification Value (2.5.6),Total Ash (2.4.16),Water (2.5.12),(blank) | SAC 17025
12473 | Polysorbate 80 by EP7/S8 - pg 2756, 100 g | Acid Value (2.5.1),CHARACTERS - Appearance, Solubility,CHARACTERS - Relative Density,CHARACTERS - Viscosity,Composition of Fatty Acids (2.4.22, C),Ethylene Oxide and Dioxan (2.2.28),Heavy Metals (2.4.8, C),Hydroxyl Value (2.5.3, A) [requires Acid Value (2.5.1)],Identification A - Infrared Absorption (2.2.24),Identification B - Hydroxyl Value [requires Acid Value (2.5.1)],Identification C - Saponification Value,Identification D - Composition of Fatty Acids,Identification E,Peroxide Value (2.2.20),Ph. Eur. Reference Spectrum of Polysorbate 80,Saponification Value (2.5.6),Total Ash (2.4.16),Water (2.5.12),(blank) | SAC 17025
12474 | Polysorbate 80 by FCC8/S3 - pg 918, 150 g | 1,4-Dioxane (MODIFIED USING METHOD OF STANDARD ADDITION),Acid Value II,Assay - Oxyethylene Content,DESCRIPTION,Hydroxyl Value II,Identification A,Identification B,Identification C,Lead,Lead (by ICPMS, not validated),Oleic Acid,Residue on Ignition (Sulfated Ash),Saponification Value,Water,(blank) | SAC 17025
12475 | Polysorbate 80 by JP16/S1 - pg 1265, 100 g | Acid Value <1.13>,DESCRIPTION,Identification (1),Identification (2),Identification (3),Identification (4),Iodine Value <1.13>,Purity (1) Heavy Metals <1.07> 2,Purity (2) Arsenic <1.11> 3,Residue on Ignition <2.44>,Saponification Value <1.13>,Specific Gravity <1.13>,Viscosity <2.53> 1,Water <2.48>,(blank) | SAC 17025
12476 | Polysorbate 80 by NF31/S2 - pg 2163, 100 g | Acid Value <401>,Assay - Composition of Fatty Acids,Ethylene Oxide and Dioxane,Heavy Metals <231> II,Hydroxyl Value <401> (requires Acid Value <401>),Identification,Peroxide Value <401>,Residual Solvents <467> (if required),Residue on Ignition,Saponification Value <401>,Specific Gravity <841>,Viscosity - Capillary Viscometer Methods <911> and Rotational Rheometer Methods <912>,Water Determination <921> I,(blank) | SAC 17025
12477 | Polyvinyl Alcohol by USP36/S2 - pg 4830, 35 g ***SEE ERRATA*** | Acid Value,Degree of Hydrolysis,Heavy Metals <231> II,Identification A <197A>,Identification B (requires Viscosity),Identification C,Limit of Methanol (methyl alcohol) and Methyl Acetate,Loss on Drying <731>,pH <791>,Residual Solvents <467> (if required),Residue on Ignition <281>,USP Acetone RS, Methyl Acetate RS, Methyl Alcohol RS, Polyvinyl Alcohol RS,Viscosity <911> (requires Loss on Drying <731>),Water-Insoluble Substances,(blank) | SAC 17025
12478 | Potassium | 2.4.12 | SAC 17025
12479 | Potassium Acetate by ACS10/S3 - pg 501, 60 g | Assay,Calcium, Magnesium and Sodium (by ICPMS - not validated),Chloride,Heavy Metals I,Insoluble Matter,Iron,pH of a 5% Solution,Phosphate II,Sulfate I,(blank) | SAC 17025
12480 | Potassium Acetate by USP36/S2 - pg 4831, 10 g | Assay (requires Loss on Drying <731>),Heavy Metals <231> I,Identification A - Potassium <191> ,Identification B - Acetate <191>,Limit of Sodium,Loss on Drying <731>,pH <791>,Residual Solvents <467> (if required),(blank) | SAC 17025
12481 | Potassium Benzoate by FCC8/S3 - pg 1685, 25 g | Alkalinity,Assay (requires Water Determination),DESCRIPTION,Identification A,Identification B - Infrared Absorption,Identification C - Potassium,Lead,Lead (by ICPMS, not validated),USP Potassium Benzoate RS.,Water Determination,(blank) | SAC 17025
12482 | Potassium Bicarbonate by USP36/S2 - pg 4833, 25 g | Assay (requires Loss on Drying <731>),Heavy Metals <231> I,Identification A - Potassium <191> ,Identification B - Bicarbonate <191>,Loss on Drying <731>,Normal Carbonate,Residual Solvents <467> (if required),(blank) | SAC 17025
12483 | Potassium Bromide by USP36/S2 - pg 4836, 75 g | Acidity or Alkalinity (requires Appearance of solution),Appearance of Solution,Assay (requires Loss on Drying <731> AND Limit of Chlorine),Bromates (requires Appearance of Solution),Heavy Metals <231> I,Identification A - Bromide <191>,Identification B - Potassium <191>,Iodides (requires Appearance of Solution),Limit of Chlorine,Limit of Iron (requires Appearance of Solution),Loss on Drying <731>,Magnesium and Alkaline-Earth Metals,Residual Solvents <467> (if required),Sulfates <221>,(blank) | SAC 17025
12484 | Potassium Chlorate by ACS10/S3 - pg 514, 100 g | Assay,Bromate,Calcium, Magnesium, and Sodium,Chloride,Heavy Metals,Insoluble Matter,Iron,Sulfate,(blank) | SAC 17025
12485 | Potassium Chloride by EP7/S8 - pg 4687, 75 g | Acidity or Alkalinity (requires Solution S),Aluminum (2.4.17),Appearance of Solution (2.2.1 & 2.2.2, II) (requires Solution S),Assay [requires Loss on drying (2.2.32)],Barium (requires Solution S),Bromides (2.2.25) (requires Solution S),CHARACTERS - Appearance,CHARACTERS - Solubility,Heavy Metals (2.4.8, A) (requires Solution S),Identification A - Chlorides (2.3.1, a & b),Identification B - Potassium (2.3.1, a & b) (requires Solution S),Iodides,Iron (2.4.9) (requires Solution S),Loss on Drying (2.2.32),Magnesium and Alkaline-Earth Metals (2.4.7),Sodium (2.2.22, I),Solution S,Sulfates (2.4.13) (requires Solution S),(blank) | SAC 17025
12486 | Potassium Chloride by FCC8/S3 - pg 931, 40 g | Acidity or Alkalinity,Assay,DESCRIPTION,Heavy Metals (as Pb) I,Heavy Metals (as Pb) II,Heavy Metals (as Pb) III,Identification - Chloride,Identification - Potassium,Iodide and/or Bromide,Loss on Drying,Sb, As, & Cd (by ICPMS, not validated),Sodium - Sample with added substances,Sodium - Sample with added substances (by ICPMS, not validated),Sodium - Sample without added substances,(blank) | SAC 17025
12487 | Potassium Chloride by JP16/S1 - pg 1267, 30 g | Assay <2.50>,DESCRIPTION,Identification - Potassium Salt <1.09> & Chloride <1.09>,Loss on Drying <2.41>,Purity (1) Clarity and Color of Solution,Purity (2) Acidity and Alkalinity,Purity (3) Bromide,Purity (4) Iodide,Purity (5) Heavy Metals <1.07> 1,Purity (6) Calcium and Magnesium,Purity (7) Sodium - Flame Coloration Test <1.04>,Purity (8) Arsenic <1.11> 1,(blank) | SAC 17025
12488 | Potassium Chloride by USP36/S2 - pg 4838, 35 g | Acidity or Alkalinity,Aluminum <206>,Assay (requires Loss on Drying <731>),Bromide,Calcium and Magnesium,Heavy Metals <231>,Identification A - Potassium <191> ,Identification B - Chloride <191> ,Iodide,Loss on Drying <731>,Residual Solvents <467> (if required),Sodium,(blank) | SAC 17025
12489 | Potassium Citrate by USP36/S2 - pg 4845, 20 g | Alkalinity,Assay (requires Loss on Drying <731>),Heavy Metals <231> I,Identification A - Potassium <191> and Citrate <191>,Loss on Drying <731>,Residual Solvents <467> (if required),Tartrate,(blank) | SAC 17025
12490 | Potassium Citrate Extended-Release Tablets by USP36/S2 - pg 4845, (# of Tablets required depends on label claim) | Assay <345>,Dissolution <711>,Identification A - Potassium <191>,Identification B - Citrate <191>,Potassium Content (by ICP-OES, not validated),Residual Solvents <467> (if required),Uniformity of Dosage Units <905>,USP Citric Acid RS.,(blank) | SAC 17025
12491 | Potassium Dihydrogen Phosphate by EP7/S8 - pg 2768, 30 g | Appearance of Solution (2.2.1 & 2.2.2, II) (requires Solution S),Arsenic (2.4.2, A),Assay (2.2.20) (requires Loss on Drying),CHARACTERS,Chlorides (2.4.4) (requires Solution S),Heavy Metals (2.4.8, A) (requires Solution S),Identification A (2.2.4) (requires Solution S),Identification B - Phosphates (2.3.1, b) (requires Solution S),Identification C - Potassium (2.3.1, b) (requires Solution S),Iron (2.4.9) (requires Solution S),Loss on Drying (2.2.32),pH (2.2.3) (requires Solution S),Reducing Substances (requires Solution S),Sodium (2.2.22, I),Sodium (by ICPMS, not validated),Solution S,Sulfates (2.4.13) (requires Solution S),(blank) | SAC 17025
12492 | Potassium Gluconate by USP36/S2 - pg 4847, 25 g | Assay (requires Loss on Drying <731>),Heavy Metals <231> I,Identification A - Infrared Absorption <197A>,Identification B - Potassium <191>,Identification C - Thin-Layer Chromatography,Loss on Drying <731>,Potassium by ICP-OES, not validated (requires Loss on Drying <731>),Reducing Substances,Residual Solvents <467> (if required),USP Potassium Gluconate RS.,(blank) | SAC 17025
12493 | Potassium Hydroxide by ACS10/S3 - pg 534, 200 g | Assay and Potassium Carbonate,Calcium, Magnesium, and Sodium,Calcium, Magnesium, and Sodium (by ICPMS, not validated),Chloride (requires Sample Solution A),GENERAL DESCRIPTION,Heavy Metals (requires Sample Solution A),Iron (requires Sample Solution A),Nickel (requires Sample Solution A),Nitrogen Compounds (requires Sample Solution A),Phosphate (requires Sample Solution A),Sample Solution A,Sulfate (requires Sample Solution A),(blank) | SAC 17025
12494 | Potassium Hydroxide by EP7/S8 - pg 2770, 100 g | Aluminum (2.4.17),Appearance of Solution (2.2.1 and 2.2.2, II),Assay,Carbonates (requires Assay),Chlorides (2.4.4) (requires S1),Heavy Metals (2.4.8) (requires S2),Identification A - pH,Identification B - Potassium (2.3.1, b),Iron (2.4.9) (requires S2),Phosphates (2.4.11) (requires S1),Sodium (2.2.23, II),Solution S1,Solution S2,Sulfates (2.4.13) (requirs S2),(blank) | SAC 17025
12495 | Potassium Hydroxide by FCC8/S3 - pg 937, 20 g | Assay - Total Alkali,Carbonate (as K2CO3),DESCRIPTION,Identification - Potassium,Insoluble Substances,Lead,Mercury (by ICPMS, not validated),Mercury I,(blank) | SAC 17025
12496 | Potassium Hydroxide by NF31/S2 - pg 2171, 10 g | Assay,Heavy Metals <231>,Identification A - Potassium <191>,Insoluble Substances,Residual Solvents <467> (if required),(blank) | SAC 17025
12497 | Potassium Hydroxide Solution by FCC8/S3 - pg 937, (amount depends nominal concentration) | Assay - Total Alkali (as KOH),Carbonate (as K2CO3),DESCRIPTION,Identification A - Potassium,Lead (requires Assay),Mercury (by ICPMS, not validated),Mercury I,(blank) | SAC 17025
12498 | Potassium Iodide by USP36/S2 - pg 4852, 30 g | Alkalinity,Assay (requires Loss on Drying 731>),Heavy Metals <231>,Identification A - Potassium <191>,Identification B - Iodide <191>,Iodate,Limit of Nitrate, Nitrite, and Ammonia,Loss on Drying <731>,Residual Solvents <467> (if required),Thiosulfate and Barium,(blank) | SAC 17025
12499 | Potassium Nitrate by ACS10/S3 - pg 540, 100 g | Assay,Calcium, Magnesium, and Sodium (by ICPMS, not validated),Chloride,Heavy Metals,Insoluble Matter,Iodate,Iron,Nitrite,pH of a 5% Solution at 25.0 C,Phosphate,Sulfate,(blank) | SAC 17025
12500 | Potassium Nitrate by EP7/S8 - pg 5033, 30 g | Acidity or Alkalinity (requires Solution S),Ammonium (2.4.1) (requires Solution S),Appearance of Solution (2.2.1 and 2.2.2, II) (requires Solution S),Assay (requires Loss on Drying),Calcium (2.4.3) (requires Solution S),CHARACTERS,Chlorides (2.4.13),Heavy Metals (2.4.8, A) (requires Solution S),Identifcation B - Potassium (2.3.1) (requires Solution S,Identification A - Nitrates (2.3.1),Iron (2.4.9) (requires Solution S),Loss on Drying (2.2.32),Reducible Substances (requires Solution S),Sodium (2.2.22, II),Solution S,Sulfates (2.4.13) (requires Solution S),(blank) | SAC 17025
12501 | Potassium Nitrate by FCC8/S3 - pg 942, 20 g | Assay,Chlorate,DESCRIPTION,Identification - Nitrate,Identification - Potassium,Lead,Loss on Drying,(blank) | SAC 17025
12502 | Potassium Nitrate by USP36/S2 - pg 4853, 25 g | Arsenic <211> I,Assay,Chloride <221>,Heavy Metals <231> I,Identification A - Potassium <191>,Identification B - Nitrate <191>,Iron <241>,Lead <251>,Limit of Nitrite,Limit of Sodium,Residual Solvents <467> (if required),Sodium (by ICPMS, not validated),Sulfate <221>,(blank) | SAC 17025
12503 | Potassium Phosphate Dibasic by EP | See Dipotassium Phosphate,(blank) | SAC 17025
12504 | Potassium Phosphate Monobasic by EP | See Potassium Dihydrogen Phosphate,(blank) | SAC 17025
12505 | Potassium Phosphate, Dibasic by ACS10/S3 - pg 550, 75 g | Assay,Chloride,GENERAL DESCRIPTION,Heavy Metals I,Insoluble Matter,Iron II,Loss on Drying,Nitrogen Compounds,pH of a 5% Solution at 25.0 Deg. C,Sodium,Sodium (by ICPMS, not validated),Sulfate,(blank) | SAC 17025
12506 | Potassium Phosphate, Dibasic by FCC8/S3 - pg 943, 100 g | Arsenic,Assay,DESCRIPTION,Fluoride,Identification - Phosphate,Identification - Potassium,Insoluble Substances,Lead,Lead (by ICPMS, not validated),Loss on Drying,(blank) | SAC 17025
12507 | Potassium Phosphate, Dibasic by USP36/S2 - pg 4856, 100 g | Arsenic <211> I,Assay (requires Loss on Drying <731>),Carbonate,Chloride <221>,Heavy Metals <231> I,Identification A - Potassium <191> ,Identification B - Phosphate <191>,Insoluble Substances,Iron,Limit of Fluoride,Limit of Monobasic or Tribasic Salt,Loss on Drying <731>,pH <791>,Residual Solvents <467> (if required),Sodium,Sulfate <221>,(blank) | SAC 17025
12508 | Potassium Phosphate, Monobasic by FCC8/S3 - pg 944, 65 g | Arsenic,Assay,DESCRIPTION,Fluoride,Identification - Phosphate,Identification - Potassium,Insoluble Substances,Lead,Lead (ICPMS not validated),Loss on Drying,(blank) | SAC 17025
12509 | Potassium Phosphate, Monobasic by NF31/S2 - pg 2172, 75 g | Arsenic <211> I,Assay,Heavy Metals <231> I,Identification A - Potassium <191>,Identification B - Phosphate <191>,Insoluble Substances,Lead <251>,Limit of Fluoride,Loss on Drying <731>,Residual Solvents <467> (if required),(blank) | SAC 17025
12510 | Potassium Sorbate by FCC8/S3 - pg 947, 20 g | Acidity (as Sorbic Acid),Alkalinity (as K2CO3),Assay (requires Loss on Drying),DESCRIPTION,Identification A - Potassium,Identification B,Lead,Lead (ICPMS not validated),Loss on Drying,(blank) | SAC 17025
12511 | Potassium Sorbate by NF31/S2 - pg 2173, 25 g | Acidity or Alkalinity,Assay (requires Loss on Drying <731>),Heavy Metals <231> II,Identification A - Potassium <191>,Identification B,Loss on Drying <731>,Residual Solvents <467> (if required),(blank) | SAC 17025
12512 | Potassium Sulfate by ACS10/S3 - pg 557, 100 g | Assay,Calcium, Magnesium, and Sodium (by ICPMS, not validated),Chloride,Heavy Metals I,Insoluble Matter,Iron I,Nitrogen Compounds,pH of a 5% Solution at 25.0C,(blank) | SAC 17025
12513 | Potato Starch by EP7/S8 - pg 2775, 45 g | CHARACTERS,Foreign Matter,Identification A,Identification B,Identification C,Iron (2.4.9),Loss on Drying (2.2.32),Microbial Contamination,Oxidising Substances (2.5.30),pH (2.2.3),Sulfated Ash (2.4.14),sulfur Dioxide (2.5.29),(blank) | SAC 17025
12514 | Potentiometric Determination of Ionic Concentration Using Ion-Selective Electrodes | 2.2.36 I | SAC 17025
12515 | Potentiometric Determination of Ionic Concentration Using Ion-Selective Electrodes | 2.2.36 II | SAC 17025
12516 | Potentiometric Determination of Ionic Concentration Using Ion-Selective Electrodes | 2.2.36 III | SAC 17025
12517 | Potentiometric Determination of pH | 2.2.3 | SAC 17025
12518 | Potentiometric Titration | 2.2.20 | SAC 17025
12519 | Povidone by EP7/S8 - pg 3695, 100 g | Aldehydes (2.2.25),Appearance of Solution (2.2.1 & 2.2.2, II) (requires Solution S),Assay (requires Water),CHARACTERS,EP Povidone CRS.,Formic Acid (2.2.29),FUNCTIONALITY-RELATED CHARACTERISTICS,Heavy Metals (2.4.8, D),Hydrazine (2.2.27),Identification A (2.2.24),Identification B (requires Solution S1),Identification C (requires Solution S1),Identification D (requires Solution S1),Identification E,Impurity A (2.2.29),Impurity B (2.2.29),Molecular Mass,Peroxides (2.2.25),pH (2.2.3) (requires Solution S),Solution S,Solution S1,Sulfated Ash (2.4.14),Viscosity (2.2.9), Expressed as K-Value,Viscosity (2.9.9),Water (2.5.12),(blank) | SAC 17025
12520 | Povidone by USP36/S2 - pg 6037, 75 g | 2-Pyrrolidone <621>,Assay - Nitrogen Determination <461> II (Requires Water Determination <921> I),Formic Acid <621>,Identification A - Infrared Absorption <197A>,Identification B,Identification C,Identification D,Identification E,K-Value (requires Water <921> I),Lead <251>,Limit of Aldehydes <851>,Limit of Hydrazine <621>,Peroxides <851>,pH <791>,Residual Solvents <467> (if required),Residue on Ignition <281>,USP Povidone RS,Vinylpyrrolidinone <621>,Water Determination <921> I,(blank) | SAC 17025
12521 | Povidone-Iodine by USP36/S2 - pg 4861, 30 g | Assay for Available Iodine (requires Loss on Drying <731>,Heavy Metals <231> II,Identification A,Identification B,Iodide Ion (requires Assay for Available Iodine and Loss on Drying <731>),Loss on Drying <731>,Nitrogen content <461> II (requires Loss on Drying <731>),Residual Solvents <467> (if required),Residue on Ignition <281>,(blank) | SAC 17025
12522 | Powder Fineness | <811> | SAC 17025
12523 | Powder Flow | 2.9.36 | SAC 17025
12524 | Powdered Cellulose by USP/NF | see Cellulose, Powdered,(blank) | SAC 17025
12525 | Pramoxine Hydrochloride by USP36/S2 - pg 4866, 10 g | Assay (requires Loss on Drying <731>),Identification A <197A>,Identification B,Identification C - Chloride <191>,Loss on Drying <731>,Melting Range <741>,Residual Solvents <467> (if required),Residue on Ignition <281>,USP Pramoxine Hydrochloride RS.,(blank) | SAC 17025
12526 | Praziquantel by USP36/S2 - pg 6040, 20 g | Assay (requires Loss on Drying <731>),Heavy Metals <231> II,Identification A - Infrared Absorption <197A>,Identification B (requires Assay),Limit of Phosphate,Loss on Drying <731>,Organic Impurities,Residual Solvents <467> (if required),Residue on Ignition <281>,USP Praziquantel RS., USP Praziquantel Related Compound A RS., USP Praziquantel Related Compound B RS., USP Praziquantel Related Compound C RS.,(blank) | SAC 17025
12527 | Prednisolone Acetate by EP7/S8 - pg 2787, 10 g | Assay (2.2.25) (requires Loss on Drying (2.2.32)),EP Prednisolone Acetate CRS., EP Prednisolone Pivalate CRS., EP Hydrocortisone Acetate CRS.,Identification A (2.2.24),Identification B (2.2.27),Identification C ,Identification D (2.3.1),Loss on Drying (2.2.32),Related Substances (2.2.29),Specific Optical Rotation (2.2.7),(blank) | SAC 17025
12528 | Prednisolone Acetate by USP36/S2 - pg 4881, 10 g | Assay (requires Loss on Drying <731>),Chromatographic Purity,Identification A <197A>,Identification B <197U> (requires Loss on Drying <731>),Loss on Drying <731>,Residual Solvents <467> (if required),Specific Rotation <781S> (requires Loss on Drying <731>),USP Prednisolone Acetate RS.,(blank) | SAC 17025
12529 | Pregabalin | (blank) | SAC 17025
12530 | Pregelatinized Starch by NF | See Starch, Pregelatinized,(blank) | SAC 17025
12531 | Primidone by USP36/S2 - pg 4894, 10 g | Assay,Identification A - Infrared Absorption <197A>,Identification B (requires Assay),Loss on Drying <731>,Organic Impurities,Residual Solvents <467> (if required),Residue on Ignition <281>,USP Primidone RS, USP Phenobarbital RS, USP Primidone Related Compounds C RS.,(blank) | SAC 17025
12532 | Procainamide Hydrochloride by USP36/S2 - pg 4901, 15 g | Assay (requires Loss on Drying <731>),Heavy Metals <231> II,Identification A <197A>,Identification B,Limit of Free p-Aminobenzoic Acid,Loss on Drying <731>,Melting Range <741>,Ordinary Impurities <466>,Residual Solvents <467> (if required),Residue on Ignition <281>,USP Aminobenzoic Acid RS., USP Procainamide Hydrochloride RS.,(blank) | SAC 17025
12533 | Procaine Hydrochloride by USP36/S2 - pg 4906, 25 g | Acidity,Assay - Nitrite Titration <451> (requires Loss on Drying <731>),Bacterial Endotoxins <85>,Chromatographic Purity,Heavy Metals <231>,Identification A <197A>,Identification B,Identification C - Chloride <191>,Loss on Drying <731>,Melting Range <741>,Residual Solvents <467> (if required),Residue on Ignition <281>,USP Endotoxin RS., USP Procaine Hydrochloride RS.,(blank) | SAC 17025
12534 | Procedure A (visual), Procedure B (turbidimeter), Absorbance (requires Preparation of Solution S), Acidity or Alkalinity (requires Preparation of Solution S), Ammonium (requires Preparation of Solution S), Appearance of Solution - Determination of Color, Appearance of Solution - Determination of Turbidity (Opalescence), Extractable Zinc (requires Preparation of Solution S), Fragmentation, Heavy Metals <231> (requires Preparation of Solution S), Penetrability, Preparation of Blank (requires Autoclave), Preparation of Solution S (requires Autoclave), Reducing Substances (requires Preparation of Solution S), Self-Sealing Capacity, Volatile Sulfides (requires Autoclave), Biological Tests, Functionality Tests, Physicochemical Tests,Elastomeric Closures for Injections - See individual tests for pricing | <381> | SAC 17025
12535 | Procedure A, Procedure B, Procedure C, oss on Drying <731>, Water-Insoluble Articles, Water-Soluble Articles, Class 1 and Class 2 Residual Solvents, Class 3 Residual Solvents, Method for Methylene Chloride in Coated Tablets, Method I, Method IV, Method V, Method VI,Organic Volatile Impurities,Residual Solvents (Ask for at least 1 g - we need at least 250 mg for each procedure. If we are starting at A and may go forward ask for 5 grams.),Residual Solvents with different specifications than found under "Res Solv" tab above. | <467> | SAC 17025
12536 | Procedure for Bacitracin, Neomycin, and Polymyxin B | <201BNP> | SAC 17025
12537 | Progesterone by USP36/S2 - pg 4914, 4 g | Assay (requires Loss on Drying <731>),Identification A - Infrared Absorption <197A>,Identification B - Ultraviolet Absorption <197U>,Loss on Drying <731>,Melting Range <741>,Residual Solvents <467> (if required),Specific Rotation <781S> (requires Loss on Drying <731>),USP Progesterone RS.,(blank) | SAC 17025
12538 | Proline by EP7/S8 - pg 2802, 25 g | Ammonium (2.4.1, B),Appearance of Solution (2.2.1 & 2.2.2, II) (requires Solution S),Assay (requires Loss on Drying),CHARACTERS,Chlorides (2.4.4) (requires Solution S),EP Proline CRS., EP Threonine CRS.,Heavy Metals (2.4.8, A),Identification A (2.2.7) (requires Loss on Drying),Identification B (2.2.24),Identification C (2.2.27),Iron (2.4.9),Loss on Drying (2.2.32),Ninhydrin-Positive Substances (2.2.27),Solution S,Specific Optical Rotation (2.2.7) (requires Loss on Drying),Sulfated Ash (2.4.14),Sulfates (2.4.13) (requires Solution S),(blank) | SAC 17025
12539 | Proline by USP36/S2 - pg 4919, 35 g | Assay (requires Loss on Drying <731>),Chloride <221>,Heavy Metals <231> I,Identification A - Infrared Absorption <197A>,Iron <241>,Loss on Drying <731>,Related Compounds,Residual Solvents <467> (if required),Residue on Ignition <281>,Specific Rotation <781S> (requires Loss on Drying <731>),Sulfate <221>,USP L-Proline RS., USP L-Threonine RS.,(blank) | SAC 17025
12540 | Promethazine Hydrochloride by USP36/S2 - pg 4922, 35 g | Assay (requires Loss on Drying <731>),Completeness and Clarity of Solution,Identification A - IR <197A>,Identification B - Chloride <191>,Loss on Drying <731>,pH <791>,Related Substances - TLC <621>,Residual Solvents <467> (if required),Residue on Ignition <281>,USP Promethazine Hydrochloride RS.,(blank) | SAC 17025
12541 | Propionic Acid by FCC8/S3 - pg 957, 500 mL | Aldehydes (as Propionaldehyde),Assay (requires Water),DESCRIPTION,Distillation Range,Lead,Lead (by ICPMS, not validated),Nonvolatile Residue,Readily Oxidizable Substances (as Formic Acid),Specific Gravity,Water,(blank) | SAC 17025
12542 | Propyl Gallate by NF31/S2 - pg 2176, 15 g | Assay (requires Loss on Drying <731>),Heavy Metals <231> II,Identification A - Infrared Absorption <197A>,Identification B - Ultraviolet Absorption <197U>,Loss on Drying <731>,Melting Range or Temperature <741>,Residual Solvents <467> (if required),Residue on Ignition <281>,USP Propyl Gallate RS.,(blank) | SAC 17025
12543 | Propyl Parahydroxybenzoate by EP7/S8 - pg 2813, 8 g | Acidity (requires Solution S),Appearance of Solution (2.2.1 & 2.2.2, II) (requires Solution S),Assay,CHARACTERS,EP Propyl Parahydroxybenzoate CRS.,Identification A (2.2.14),Identification B (2.2.24),Identification C (2.2.27),Related Substances (2.2.29),Solution S,Sulfated Ash (2.4.14),(blank) | SAC 17025
12544 | Propylene Glycol by EP7/S8 - pg 2814, 500 mL | Acidity,Appearance (2.2.1 & 2.2.2, II),CHARACTERS,Heavy Metals (2.4.8 A),Identification A (2.2.5),Identification B (2.2.6),Identification C - Boiling Point (2.2.12),Identification D - Melting Point (2.2.14),Oxidising Substances,Reducing Substances,Refractive Index (2.2.6),Relative Density (2.2.5),Sulfated Ash (2.4.14),Water (2.5.12),(blank) | SAC 17025
12545 | Propylene Glycol by FCC8/S3 - pg 963, 500 mL | Acidity,Assay,DESCRIPTION,Distillation Range,Identification - Infrared Absorption,Lead,Lead (by ICPMS, not validated),Residue on Ignition (Sulfated Ash),Specific Gravity,USP Propylene Glycol RS.,Water,(blank) | SAC 17025
12546 | Propylene Glycol by USP36/S2 - pg 4953, 250 mL | Acidity,Assay,Chloride <221>,Heavy Metals <231>,Identification A - Infrared Absorption <197F>,Identification B - Limit of Diethylene Glycol and Ethylene Glycol,Identification C (requires Identification B),Residual Solvents <467> (if required),Residue on Ignition <281>,Specific Gravity <841>,Sulfate <221>,USP Propylene Glycol RS, Diethylene Glycol RS, Ethylene Glycol RS.,Water Determination <921> I,(blank) | SAC 17025
12547 | Propylene Glycol Monocaprylate by NF31/S2 - pg 2179, 50 g | Acid Value <401>,Assay,Fatty Acid Composition <401>,Heavy Metals <231> II,Identification A - Infrared Absorption <197A>,Identification B - Thin-Layer Chromatographic Identification Test <201>,Identification C ,Iodine Value <401>,Limit of Propylene Glycol,Peroxide Value <401>,Residual Solvents <467> (if required),Saponification Value <401>,Total Ash <561>,USP Propylene Glycol RS, USP Propylene Glycol Monocaprylate Type I RS, USP Propylene Glycol Monocaprylate Type II RS,Water Determination <921> Ia,(blank) | SAC 17025
12548 | Propylene Oxide by FCC8/S3 - pg 966, 400 g | Acidity (as Acetic Acid),Assay (requires USP Propylene Oxide RS.),DESCRIPTION,Identification A - Infrared Absorption (requires USP Propylene Oxide RS.),Identification B,Identification C - Specific Gravity,Nonvolatile Residue,Total Chlorides,USP Propylene Oxide RS.,Water,(blank) | SAC 17025
12549 | Propylparaben by NF31/S2 - pg 2182, 20 g | Acidity,Assay,Color of Solution <631>,Identification A - Infrared Absorption <197A>,Identification B - Melting Range or Temperature <741>,Related Substances,Residual Solvents <467> (if required),Residue on Ignition <281>,USP Ethylparaben RS., USP Propylparaben RS.,(blank) | SAC 17025
12550 | Propylparaben Sodium by NF31/S2 - pg 2183, 15 g | Assay (requires Water Determination <921> I),Chloride <221>,Completeness of Solution <641>,Identification A,Identification B,pH <791>,Residual Solvents <467> (if required),Sulfate <221>,USP Propylparaben RS.,Water Determination <921> I,(blank) | SAC 17025
12551 | Protamine Sulfate by USP36/S2 - pg 4957, 5 g | Assay (requires Loss on Drying <731>),Loss on Drying <731>,Nitrogen Determination <461> II (requires Loss on Drying <731>),Residual Solvents <467> (if required),Sulfate (requires Loss on Drying <731>),Ultraviolet Absorbance <851>,USP Heparin Sodium for Assays RS.,(blank) | SAC 17025
12552 | Protein Hydrolysate Injection by USP34/S2 - pg 4073, 100 mL | Bacterial Endotoxins <85>,Biological Adequacy,Content of alpha-Amino Nitrogen (requires Nitrogen Content),Injection <1>,Nitrogen Content <461>,Non-Antigenicity,pH <791>,Potassium (by ICPMS, not validated),Potassium and Sodium (by ICPMS, not validated),Potassium Content (see below),Residual Solvents <467> (if required),Sodium (by ICPMS, not validated),Sodium Content (see below),USP Endotoxin RS.,(blank) | SAC 17025
12553 | Protein in Polysaccharide Vaccines | 2.5.16 | SAC 17025
12554 | Protein, Peptide, and Amino Acid analysis | n/a | SAC 17025
12555 | Pseudoephedrine Hydrochloride by USP36/S2 - pg 4960, 10 g | Assay (requires Loss on Drying <731>),Chromatographic Purity (requires Assay),Identification A <197A>,Identification B - Chloride <191>,Loss on Drying <731>,Melting Range <741> Class I,pH <791>,Residual Solvents <467> (if required),Residue on Ignition <281>,Specific Rotation <781S> (requires Loss on Drying <731>),USP Pseudoephedrine Hydrochloride RS, USP Ephedrine Sulfate RS.,(blank) | SAC 17025
12556 | Psyllium Husk by USP36/S2 - pg 4967, 150 g | Acid-Insoluble Ash <561>,Articles for Botanical Origin, Total Ash <561>,Botanic Characteristics,Heavy Metals <231> II,Identification A,Identification B,Insect Infestation,Light Extraneous Matter,Microbial Enumeration Tests <61> and Tests for Specified Microorganisms <62>,Pesticide Residues <561>,Residual Solvents <467> (if required),Swell Volume,Water Determination <921> II,(blank) | SAC 17025
12557 | Purified Bentonite by NF | See Bentonite, Purified,(blank) | SAC 17025
12558 | PVP by USP/EP | See Povidone,(blank) | SAC 17025
12559 | PVP-I by USP | See Povidone-Iodine,(blank) | SAC 17025
12560 | Pyrantel Pamoate by USP36/S2 - pg 4969, 50 g | Assay (requires Loss on Drying <731>),Content of Pamoic Acid,Heavy Metals <231> II,Identification A - Infrared Absorption <197A>,Identification B - Ultraviolet Absorption <197U>,Identification C (requires Assay),Limit of Iron <241>,Loss on Drying <731>,Organic Impurities,Residual Solvents <467> (if required),Residue on Ignition <281>,USP Pamoic Acid RS., USP Pyrantel Pamoate RS, USP Pyrantel Related Compound A RS.,(blank) | SAC 17025
12561 | Pyrazinamide by USP36/S2 - pg 4972, 10 g | Assay,Heavy Metals <231> II,Identification A <197A>,Identification B <197U>,Identification C,Melting Range <741>,Residual Solvents <467> (if required),Residue on Ignition <281>,Water <921> I,(blank) | SAC 17025
12562 | Pyridine by ACS10/S3 - pg 564, 300 mL | Ammonia,Assay (requires Water),Chloride ,Copper (by ICPMS, not validated),Reducing Substances,Residue after Evaporation ,Solubility in Water,Sulfate III,Water I,(blank) | SAC 17025
12563 | Pyridoxine Hydrochloride by EP7/S8 - pg 2827, 10 g | Appearance of Solution (2.2.1 & 2.2.2, II) (requires Solution S),Assay (2.2.20) [requires Loss on Drying (2.2.32)],CHARACTERS - Appearance,CHARACTERS - Melting Point,CHARACTERS - Solubility,EP Pyridoxine Hydrochloride CRS., EP Pyridoxine Impurity A CRS., EP 4-Deoxypyridoxine Hydrochloride CRS.,Heavy Metals (2.4.8, A) (requires Solution S),Identification A - UV/Vis Absorption Spectrophotometry (2.2.25) (requires Solution S),Identification B - Infrared Absorption Spectrophotometry (2.2.24),Identification C - Thin-Layer Chromatography (2.2.27),Identification D - Chlorides (2.3.1, a) (requires Solution S),Loss on Drying (2.2.32),pH (2.2.3) (requires Solution S),Related Substances (2.2.29),Solution S,Sulfated Ash (2.4.14),(blank) | SAC 17025
12564 | Pyridoxine Hydrochloride by USP36/S2 - pg 4976, 50 g | Assay (requires Loss on Drying <731>),Content of Chloride (requires Loss on Drying <731>),Heavy Metals <231> II,Identification A - Infrared Absorption <197A>,Identification B - Chloride <191>,Loss on Drying <731>,Residual Solvents <467> (if required),Residue on Ignition <281>,USP Pyridoxine Hydrochloride RS.,(blank) | SAC 17025
12565 | Quinine Hydrochloride by EP7/S8 - pg 2834, 50 g | Appearance of Solution (2.2.1 & 2.2.2, II) (requires Solution S),Assay (requires Loss on Drying (2.2.32)),Barium (requires Solution S),CHARACTERS,EP Quinine Sulfate CRS., EP Quinidine Sulfate CRS.,Identification A (2.2.27),Identification B,Identification C,Identification D - Chlorides (2.3.1),Identification E,Loss on Drying (2.2.32),Other Cinchona Alkaloids - LC (2.2.29),pH (2.2.3) (requires Solution S),Solution S,Specific Optical Rotation (2.2.7) (requires Solution S),Sulfated Ash (2.4.14),Sulfates (2.4.13),(blank) | SAC 17025
12566 | Quinine Hydrochloride by FCC8/S3 - pg 972, 50 g | Assay (requires Loss on Drying),Chloroform-Alcohol Insoluble Substances,DESCRIPTION,Identification A,Identification B - Optical (Specific) Rotation,Identification C - Chloride,Loss on Drying,Optical (Specific) Rotation (requires Loss on Drying),Other Cinchona Alkaloids,Readily Carbonizable Substances,Residue on Ignition (Sulfated Ash),Sulfate,(blank) | SAC 17025
12567 | Radioactivity | <821> | SAC 17025
12568 | Radiopharmaceuticals for Positron Emission Tomography - Compounding | <823> | SAC 17025
12569 | Ranitidine Hydrochloride by USP36/S2 - pg 5009, 10 g | Assay (requires Loss on Drying <731>),Chromatographic Purity,Identification A <197A>,Identification B <197U> (requires Loss on Drying <731>),Identification C - Chloride <191>,Loss on Drying <731>,pH <791>,Residual Solvents <467> (if required),Residue on Ignition <281>,USP Ranitidine Hydrochloride RS., USP Ranitidine Resolution Mixture RS.,(blank) | SAC 17025
12570 | Readily Carbonizable Substances Test | <271> | SAC 17025
12571 | Refractive Index | <831> | SAC 17025
12572 | Refractive Index | 2.2.6 | SAC 17025
12573 | Reinecke Salt by ACS10/S3 - pg 568, 5g | Assay,Insoluble in Dilute Hydrochloric Acid,Sensitivity,(blank) | SAC 17025
12574 | Relationship Between Reaction of Solution, Approximate pH and Colour of Certain Indicators | 2.2.4 | SAC 17025
12575 | Relative Density | 2.2.5 | SAC 17025
12576 | Residual Acetaldehyde in Polyethylene Terephthalate Bottle Polymer Using an Automated Static Head-Space Sampling Device and a Capillary GC with a Flame Ionization Detector.,(blank) | ASTM F2013-05 | SAC 17025
12577 | Residue on Evaporation of Essential Oils | 2.8.9 | SAC 17025
12578 | Residue on Ignition | <281> | SAC 17025
12579 | Riboflavin 5'-(Sodium Hydrogen Phosphate) by EP | See Riboflavin Sodium Phosphate,(blank) | SAC 17025
12580 | Riboflavin 5'-Phosphate Sodium by EP | See Riboflavin Sodium Phosphate,(blank) | SAC 17025
12581 | Riboflavin 5'-Phosphate Sodium by FCC8/S3 - pg 983, 75 g | Assay (requires Loss on Drying),DESCRIPTION,Free Phosphate,Free Riboflavin and Riboflavin Diphosphate,Identification,Lead,Lead (by ICPMS, not validated),Loss on Drying,Optical (Specific) Rotation (requires Loss on Drying),pH,Residue on Ignition (Sulfated Ash),USP Riboflavin RS., USP Phosphated Riboflavin RS.,(blank) | SAC 17025
12582 | Riboflavin 5'-Phosphate Sodium by USP36/S2 - pg 5037, 5 g | Assay (requires Loss on Drying <731>),Free Phosphate,Free Riboflavin and Riboflavin Diphosphates,Identification A - Color and Fluorescence of Solution ,Identification B - Sodium <191> and Phosphate <191> (see below),Limit of Lumiflavin,Loss on Drying <731>,pH <791>,Residual Solvents <467> (if required),Residue on Ignition <281>,Specific Rotation <781S> (requires Loss on Drying <731>),USP Riboflavin RS., USP Phosphated Riboflavin RS.,(blank) | SAC 17025
12583 | Riboflavin Assay | <481> | SAC 17025
12584 | Riboflavin by EP8 - pg 3160, 20 g | Absorbance (2.2.25),Assay (2.2.5) (requires Loss on Drying),CHARACTERS,EP Riboflavin CRS., EP Riboflavin for Peak Identification CRS.,Identification A,Identification B (2.2.27),Identification C,Loss on Drying (2.2.32),Related Substances (2.2.29),Specific Optical Rotation (2.2.7) (requires Loss on Drying),Sulfated Ash (2.4.14) (requires Loss on Drying),(blank) | SAC 17025
12585 | Riboflavin by USP36/S2 - pg 5035, 15 g | Assay (requires Loss on Drying <731>),Identification A - Color and Fluorescence of Solution ,Limit of Lumiflavin,Loss on Drying <731>,Residual Solvents <467> (if required),Residue on Ignition <281>,Specific Rotation <781S> (requires Loss on Drying <731>),USP Riboflavin RS.,(blank) | SAC 17025
12586 | Riboflavin Sodium Phosphate by EP7/S8 - pg 2853, 10 g | Assay (2.2.25) [requires Loss on Drying (2.2.32)],CHARACTERS - Appearance,CHARACTERS - Solubility,EP Riboflavin CRS., EP Riboflavin Sodium Phosphate CRS.,Heavy Metals (2.4.8, A),Identification A (2.2.25),Identification and Control of Residual Solvents (2.4.24) (if required),Identification B,Identification C (2.2.25),Identification D - Sodium (2.3.1, a) and Phosphates (2.3.1, b),Impurity E (2.2.2, II),Inorganic Phosphate,Loss on Drying (2.2.32),pH (2.2.3),Related Substances (2.2.29),Specific Optical Rotation (2.2.7) [requires Loss on Drying (2.2.32)],(blank) | SAC 17025
12587 | Ribose in Polysaccharide Vaccines | 2.5.31 | SAC 17025
12588 | Rifampin by USP36/S2 - pg 5041, 4 g | Assay (requires Loss on Drying <731>),Crystallinity <695>,Identification <197A>,Loss on Drying <731>,pH <791>,Related Substances,Residual Solvents <467> (if required),USP Rifampin RS., USP Rifampin Quinone RS.,(blank) | SAC 17025
12589 | Rifampin for Injection by USP36/S2 - pg 5043, 4 g | Assay,Bacterial Endotoxins <85>,Identification A,Identification B,Particulate Matter <788>,pH <791>,Residual Solvents <467> (if required),USP Rifampin RS., USP Rifampin Quinone RS., USP Endotoxin RS.,Water <921> I,(blank) | SAC 17025
12590 | Ringer's Injection, Lactated by USP | See Lactated Ringer's Injection,(blank) | SAC 17025
12591 | Ropivacaine Hydrochloride by USP36/S2 - pg 5082, 30 g | Assay (requires Water),Bacterial Endotoxins <85>,Clarity,Color,Enantiomeric Purity,Heavy Metals <231>,Identification A - Infrared Absorption <197A>,Identification B - Chloride <191>,Limit of Ropivacaine Related Compound A,Organic Impurities - Procedure 1,pH <791>,Residual Solvents <467> (if required),Sterility Tests <71> ,USP Bupivacaine Hydrochloride RS., USP Endotoxin RS., USP Ropivacaine Hydrochloride RS., USP Ropivacaine Related Compound A RS., USP Ropivacaine Related Compound B RS.,Water Determination <921> Ia,(blank) | SAC 17025
12592 | Rotating Viscometer Method | 2.2.10 | SAC 17025
12593 | RRR-alpha-Tocopherol by EP7/S8 - pg 5545, 10 g | Assay (2.2.28),CHARACTERS - Appearance,CHARACTERS - Solubility,EP alpha-Tocopherol CRS.,Identification A - Optical Rotation (2.2.7),Identification B - Infrared Absorption Spectrophotometry (2.2.24),Identification C - Thin-Layer Chromatography (2.2.27),Related Substances (2.2.28),(blank) | SAC 17025
12594 | RRR-alpha-Tocopheryl Acetate by FCC8/S3 - pg 1148, 10 g | Acidity,Assay,DESCRIPTION,Identification A,Identification B,Lead,Lead (by ICPMS, not validated),Optical (Specific) Rotation,USP alpha-Tocopheryl Acetate RS.,(blank) | SAC 17025
12595 | RRR-alpha-Tocopheryl Hydrogen Succinate by EP7/S8 - pg 3111, 10 g | Absorbance (2.2.25),Acid Value (2.5.1),Assay,CHARACTERS,EP RRR-alpha-Tocopheryl Hydrogen Succinate CRS.,Free Tocopherol,Heavy Metals (2.4.8, D),Identification A,Identification B (2.2.24),Identification C (2.2.27),Identification D (2.2.7),Related Substances,Sulfated Ash (2.4.14),(blank) | SAC 17025
12596 | Rubber Products - Chemical Analysis,(blank) | ASTM D297-93 | SAC 17025
12597 | Saccharin Sodium by USP36/S2 - pg 5094, 15 g | Acidity or Alkalinity,Assay (Requires Water <921> I),Clarity of Solution,Color of Solution,Heavy Metals <231> I,Identification A - Infrared Absorption <197A> (requires Sample Preparation (Drying to Constant Weight) for Identification <197A>),Identification B,Identification C,Limit of Benzoate and Salicylate,Limit of Toluenesulfonamides,Readily Carbonizable Substances <271>,Residual Solvents <467> (if required),Sample Preparation (Drying to Constant Weight) for Identification <197A>,USP Saccharin Sodium RS., USP o-Toluenesulfonamide RS., USP p-Toluenesulfonamide RS.,Water Determination <921> I,(blank) | SAC 17025
12598 | Salicylamide by USP36/S2 - pg 5098, 15 g | Assay (Requires Water <921> I),Chromatographic Purity,Heavy Metals <231> II,Identification A <197A>,Identification B <197U> (requires Water <921> I),Identification C,Melting Range <741>,Residual Solvents <467> (if required),Residue on Ignition <281>,USP Salicylamide RS.,Water <921> I,(blank) | SAC 17025
12599 | Salicylic Acid by ACS10/S3 - pg 569, 75 g | Assay,Chloride,Heavy Metals (requires Solution A),Iron (requires Solution A),Melting Point,Residue After Ignition ,Sample Solution A,Substances Darkened by Sulfuric Acid,Sulfate,(blank) | SAC 17025
12600 | Salicylic Acid by EP7/S8 - pg 2884, 25 g | Appearance of Solution (2.2.1 & 2.2.2, II),Assay (requires Loss on Drying (2.2.32)),CHARACTERS,Chlorides (2.4.4),Heavy Metals (2.4.8),Identification A (2.2.14),Identification B (2.2.14),Identification C (2.3.1),Loss on Drying (2.2.32),Related Substances (2.2.29),Solution S,Sulfated Ash (2.4.14),Sulfates,(blank) | SAC 17025
12601 | Salicylic Acid by USP36/S2 - pg 5098, 50 g ***SEE ERATA*** | Assay (requires Loss on Drying <731>),Chloride <221>,Heavy Metals <231>,Identification,Loss on Drying <731>,Melting Range <741>,Related Compounds,Residual Solvents <467> (if required),Residue on Ignition <281>,Sulfate <221>,USP Phenol RS., USP Salicylic Acid RS., USP Salicylic Acid Related Compound A RS., USP Salicylic Acid Related Compound B RS.,(blank) | SAC 17025
12602 | Salts of Organic Nitrogenous Bases | <501> | SAC 17025
12603 | Saponification Value | 2.5.6 | SAC 17025
12604 | Saw Palmetto by USP36/S2 - Dietary Supplements - pg 1584, 700 g | Absence of Specified Microorganisms <2022>,Acid-Insoluble Ash <561>,Botanic Characteristics,Content of Fatty Acids,Content of Lipophilic Extract,Foreign Organic Matter <561>,Heavy Metals <231>,Identification A - Thin-Layer Chromatographic Identification Test <201>,Loss on Drying <731>,Microbial Enumeration <2021>,Pesticide Residues <561>,Residual Solvents <467> (if required),Total Ash <561>,USP Methyl Caprate RS., USP Methyl Caproate RS., USP Methyl Caprylate RS., USP Methyl Laurate RS.,,USP Methyl Linoleate RS., USP Methyl Linolenate RS., USP Methyl Myristate RS., USP Methyl Oleate RS.,,USP Methyl Palmitate RS., USP Methyl Palmitoleate RS., USP Methyl Stearate RS.,Volatile Oil Determination <561>,(blank) | SAC 17025
12605 | Saw Palmetto, Powdered by USP36/S2 - pg 1586, 700 g | Absence of Specified Microorganisms <2022>,Acid-Insoluble Ash <561>,Content of Fatty Acids,Content of Lipophilic Extract,Foreign Organic Matter <561>,Heavy Metals <231>,Identification A - Thin-Layer Chromatographic Identification Test,Loss on Drying <731>,Microbial Enumeration <2021>,Pesticide Residues <561> ,Residual Solvents <467> (if required),Total Ash <561>,USP Methyl Caprate RS., USP Methyl Caproate RS., USP Methyl Caprylate RS., USP Methyl Laurate RS.,,USP Methyl Linoleate RS., USP Methyl Linolenate RS., USP Methyl Myristate RS., USP Methyl Oleate RS.,,USP Methyl Palmitate RS., USP Methyl Palmitoleate RS., USP Methyl Stearate RS.,Volatile Oil Determination <561>,(blank) | SAC 17025
12606 | See Butyl Alcohol,(blank) | 1-Butanol by ACS | SAC 17025
12607 | See Dioxane,(blank) | 1,4-Dioxane by ACS10/S3 | SAC 17025
12608 | Selegiline Hydrochloride by BP2013 - pg 1979, 25 g | Assay (2.2.20) [requires Loss on Drying (2.2.32)],CHARACTERS - Appearance,CHARACTERS - Melting Point,CHARACTERS - Solubility,EP Selegiline Hydrochloride CRS., EP (RS)-Selegiline Hydrochloride CRS.,Identification A - Specific Optical Rotation (2.2.7) [requires Loss on Drying (2.2.32)],Identification B - Infrared Absorption Spectrophotometry (2.2.24),Identification C - Chlorides (2.3.1, a),Impurity E (2.2.29),Loss on Drying (2.2.32),pH (2.2.3),Related Substances (2.2.29),Sulfated Ash (2.4.14),(blank) | SAC 17025
12609 | Selegiline Hydrochloride by EP7/S8 - pg 5539, 5 g | Assay (2.2.20) [requires Loss on Drying (2.2.32)],CHARACTERS - Appearance,CHARACTERS - Melting Point,CHARACTERS - Solubility,Enantiometic Purity (2.2.29),EP Selegiline Hydrochloride CRS., EP (RS)-Selegiline Hydrochloride CRS.,Heavy Metals (2.4.8, A),Identification A - Specific Optical Rotation (2.2.7) [requires Loss on Drying (2.2.32)],Identification B - Infrared Absorption Spectrophotometry (2.2.24),Identification C - Entantiometic Purity,Identification D - Chlorides (2.3.1, a),Loss on Drying (2.2.32),pH (2.2.3),Related Substances (2.2.29),Sulfated Ash (2.4.14),(blank) | SAC 17025
12610 | Selenium | <291> | SAC 17025
12611 | Sennosides by USP36/S2 - pg 5125, 25 g | Assay (requires Loss on Drying <731>),Heavy Metals <231> II,Identification A - Thin-Layer Chromatographic Identification Test,Loss on Drying <731>,pH <791>,Residual Solvents <467> (if required),Residue on Ignition <281>,USP Sennosides RS.,(blank) | SAC 17025
12612 | Serine by EP7/S8 - pg 2893, 25 g | Ammonium (2.4.1, B),Appearance of Solution (2.2.1 & 2.2.2, II) (requires Solution S),Assay (requires Loss on Drying),CHARACTERS,Chlorides (2.4.4) (requires Solution S),EP Serine CRS., EP Methionine CRS.,Heavy Metals (2.4.8, A),Identification A (2.2.7) (requires Loss on Drying),Identification B (2.2.24),Identification C (2.2.27),Identification D,Iron (2.4.9),Loss on Drying (2.2.32),Ninhydrin-Positive Substances (2.2.27),Solution S,Specific Optical Rotation (2.2.7) (requires Loss on Drying),Sulfated Ash (2.4.14),Sulfates (2.4.13) (requires Solution S),(blank) | SAC 17025
12613 | Serine by USP36/S2 - pg 5127, 50 g | Assay (requires Loss on Drying <731>),Chloride <221>,Heavy Metals <231> I,Identification A - Infrared Absorption <197A>,Iron <241>,Loss on Drying <731>,Related Compounds,Residual Solvents <467> (if required),Residue on Ignition <281>,Specific Rotation <781S> (requires Loss on Drying <731>),Sulfate <221>,USP L-Methionine RS., USP L-Serine RS.,(blank) | SAC 17025
12614 | Sesame Oil by NF31/S2 - pg 2191, 100 g | Acid Value (Free Fatty Acids) <401>,Assay - Triglyceride Composition,Cottonseed Oil,Heavy Metals <231> II,Identification A,Iodine Value <401>,Saponification Value <401>,Solidification Temperature of Fatty Acids <401>,Specific Gravity <841>,Unsaponifiable Matter <401>,USP Sesame Oil Related Compound A RS., USP Sesame Oil Related Compound B RS.,(blank) | SAC 17025
12615 | Sevoflurane by USP35/S2 - pg 4632, 500 mL | Acidity or Alkalinity,Assay (requires Related Compounds),Identification - Infrared Absorption,Limit of Fluoride,Limit of Nonvolatile Residue,Organic Impurities - Procedure 2,Refractive Index <831>,Residual Solvents <467> (if required),USP Sevoflurane RS, Sevoflurane Related Compound A RS., USP Sevoflurane Related Compound B RS., USP Sevofluorane Related Compound C RS.,Water Determination <921> I,(blank) | SAC 17025
12616 | Shellac by EP7/S8 - pg 2901, 25 g | Acid Value (2.5.1),Arsenic (2.4.2),CHARACTERS,Colophony (2.2.27),Heavy Metals (2.4.8, D),Identification A (2.2.27),Identification B,Loss on Drying (2.2.32),(blank) | SAC 17025
12617 | Sialic Acid in Polysaccharide Vaccines | 2.5.23 | SAC 17025
12618 | Sieve Analysis of Metal Powders,(blank) | B214-07 | SAC 17025
12619 | Sieve Test | 2.9.12 | SAC 17025
12620 | Silica Gel by USP36/S1 - Reagent Specifications - 25 g | DESCRIPTION,Loss on Ignition ,Residual Solvents <467> (if required),Water Absorption,(blank) | SAC 17025
12621 | Silica, Colloidal Anhydrous by EP7/S8 - pg 2901, 20 g | Assay (requires Loss on Ignition),CHARACTERS,Chlorides (2.4.4),FUNCTIONALITY RELATED CHARACTERISTICS,Heavy Metals (2.4.8),Identification - Silicates (2.3.1),Loss on Ignition,pH (2.2.3),Specific Surface Area (2.9.26, Method I),(blank) | SAC 17025
12622 | Silica, Dental Type by EP7/S8 - pg 2903, 20 g | Assay (requires Loss on Ignition),CHARACTERS,Chlorides (2.2.29),FUNCTIONALITY RELATED CHARACTERISTICS,Heavy Metals (2.4.8, A) (requires Solution S),Identification - Silicates (2.3.1),Iron (2.4.9) (requires Solution S),Loss on Ignition,pH (2.2.3),Solution S,Specific Surface Area (2.9.26, Method I),Sulfates (2.2.29),(blank) | SAC 17025
12623 | Silica, Dental-Type by NF31/S2 - pg 2192, 20 g | Arsenic <211> I,Assay - Silicon Dioxide (requires Sodium Sulfate),Chloride <221>,Heavy Metals <231> I (requires Arsenic <211> I),Loss on Drying <731>,Loss on Ignition <733>,pH <791>,Residual Solvents <467> (if required),Sodium Sulfate,(blank) | SAC 17025
12624 | Silica, Fumed by NF | See Colloidal Silicon Dioxide,(blank) | SAC 17025
12625 | Siliceous Earth, Purified by NF31/S2 - pg 2194, 100 g | Acid-Soluble Substances,Leachable Arsenic <211> I (requires Leachate Preparation),Leachable Lead <251> (requires Leachate Preparation),Leachate Preparation (for Leachable Arsenic & Leachable Lead),Limit of Nonsiliceous Substances,Loss on Drying <731>,Loss on Ignition <733>,Residual Solvents <467> (if required),Water-Soluble Substances,(blank) | SAC 17025
12626 | Silicon Dioxide by FCC8/S3 - pg 1012, 30 g | Assay,DESCRIPTION - XRD and WET,Identification A,Identification B,Lead,Loss on Drying,Loss on Ignition,Soluble Ionizable Salts,(blank) | SAC 17025
12627 | Silicon Dioxide by NF31/S2 - pg 2195, 75 g | Arsenic <211> I,Assay,Chloride <221>,Heavy Metals <231> I,Identification,Loss on Drying <731>,Loss on Ignition <733>,pH <791>,Residual Solvents <467> (if required),Sulfate <221>,(blank) | SAC 17025
12628 | Silicon Dioxide, Colloidal by NF31/S2 - pg 2195, 25 g | Arsenic <211> I,Assay,Identification A,Identification B,Loss on Drying <731>,Loss on Ignition <733> (requires Loss on Drying <731>),pH <791>,Residual Solvents <467> (if required),(blank) | SAC 17025
12629 | Silver Nitrate by USP36/S2 - pg 5139, 10 g | Assay,Clarity and Color of Solution,Copper,Identification A - Silver <191>,Identification B,Residual Solvents <467> (if required),(blank) | SAC 17025
12630 | Silver Nitrate Ophthalmic Solution by USP36/S2 - pg 5139, 50 mL | Assay,Clarity and Color of Solution,Identification - Silver <191> and Nitrate <191> (see below),pH <791>,Residual Solvents <467> (if required),(blank) | SAC 17025
12631 | Simethicone by USP36/S2 - pg 5140, 50 g | Assay,Content of Silicon Dioxide,Defoaming Activity,Heavy Metals,Identification A <197F> (requires Sample Preparation for IR Identification),Loss on Heating,Residual Solvents <467> (if required),Sample Preparation for IR Identification,USP Polydimethylsiloxane RS., USP Simethicone RS,(blank) | SAC 17025
12632 | Simethicone Emulsion by Interim Revision Announcement 1-Jan-2014, 10 g | Assay,Defoaming Activity,Heavy Metals,Identification - Infrared Absorption <197A> (requires Sample Preparation for IR Identification),Microbial Enumeration Tests <61>,Residual Solvents <467> (if required),Sample Preparation for IR Identification,USP Polydimethylsiloxane RS.,(blank) | SAC 17025
12633 | Simethicone Oral Suspension by USP36/S2 - pg 5142, 200 mL (check concentration!) | Assay,Identification <197S>,pH <791>,Residual Solvents <467> (if required),USP Polydimethylsiloxane RS.,(blank) | SAC 17025
12634 | Simeticone EP7/S8 - pg 3711, 50 g | Acidity,Assay - Poly(dimethylsiloxane) (2.2.24),Assay - Silica,CHARACTERS,Defoaming Activity,Defoaming Activity ,EP Dimeticone CRS.,FUNCTIONALITY RELATED CHARACTERISTICS,Heavy Metals,Identification A (2.2.24),Identification B,Identification C - Silicates (2.3.1) (requires Assay),Mineral Oils,Phenylated Compounds (2.2.25),Volatile Matter,(blank) | SAC 17025
12635 | Single-Steroid Assay | <511> | SAC 17025
12636 | Size-Exclusion Chromatography | 2.2.30 | SAC 17025
12637 | Sodium Acetate by ACS10/S3 - page 579, 100 g | Assay,Calcium, Magnesium (by ICPMS, not validated),Chloride ,Heavy Metals I,Insoluble Matter ,Iron I,Loss on Drying,pH of a 5% Solution at 25.0C,Phosphate II,Sulfate I,(blank) | SAC 17025
12638 | Sodium Acetate by EP | See Sodium Acetate Trihydrate,(blank) | SAC 17025
12639 | Sodium Acetate by FCC8/S3 - pg 1013, 50 g | Alkalinity,Assay (requires Loss on Drying),DESCRIPTION,Identification - Acetate,Identification - Sodium,Lead,Lead (by ICPMS, not validated),Loss on Drying,Potassium Compounds,(blank) | SAC 17025
12640 | Sodium Acetate by USP36/S2 - pg 5147, 100 g | Aluminum <206>,Assay (requires Loss on Drying <731>),Calcium and Magnesium,Chloride <221>,Heavy Metals <231> I,Identification A - Sodium <191>,Identification B - Acetate <191>,Insoluble Matter,Loss on Drying <731>,pH <791>,Potassium,Residual Solvents <467> (if required),Sulfate <221>,(blank) | SAC 17025
12641 | Sodium Acetate Hydrate by JP16/S1 - pg 1390, 50 g | Assay ,DESCRIPTION,Identification - Acetate <1.09>,Identification - Sodium Salt,Loss on Drying <2.41>,Purity (1) Clarity and Color of Solution,Purity (2) Acidity or Alkalinity,Purity (3) Chloride <1.03>,Purity (4) Sulfate <1.14>,Purity (5) Heavy Metals <1.07> 1,Purity (6) Calcium and Magnesium,Purity (7) Arsenic <1.11> 1,Purity (8) Potassium Permanganate Reducing Substance,(blank) | SAC 17025
12642 | Sodium Acetate Trihydrate by ACS10/S3 - pg 580, 100g | Assay,Calcium, Magnesium, Potassium (by ICPMS, not validated),Chloride ,Heavy Metals I,Insoluble Matter ,Iron I,pH of a 5% Solution at 25.0C,Phosphate,Substances Reducing Permanganate,Sulfate I,(blank) | SAC 17025
12643 | Sodium Acetate Trihydrate by EP7/S2 - pg 2908, 100 g | Aluminum (2.4.17),Appearance of Solution (2.2.1 & 2.2.2, II) (requires Solution S),Arsenic (2.4.2, A),Assay (requires Loss on Drying (2.2.32)),Calcium and Magnesium,CHARACTERS,Chlorides (2.4.4) (requires Solution S),Heavy Metals (2.4.8, A) (requires Solution S),Identification A - Acetates (b) (2.3.1) (requires Solution S),Identification B - Sodium (a) (2.3.1) (requires Solutions S),Identification C,Iron (2.4.9) (requires Solution S),Loss on Drying (2.2.32),pH (2.2.3) (requires Solution S),Reducing Substances,Solution S,Sulfates (2.4.13) (requires Solution S),(blank) | SAC 17025
12644 | Sodium Acetate Trihydrate by USP | See Sodium Acetate,(blank) | SAC 17025
12645 | Sodium Alginate by NF31/S2 - pg 2197, 25 g | Arsenic <211> II,Assay - Alginates <311> (requires Loss on Drying <731>),Heavy Metals <231> II,Identification A,Identification B,Lead <251>,Loss on Drying <731>,Microbial Enumeration Tests <61> and Tests for Specified Microorganisms <62>,Residual Solvents <467> (if required),Total Ash <561>,(blank) | SAC 17025
12646 | Sodium Ascorbate by EP7/S2 - pg 2912, 50 g | Appearance of Solution (2.2.1 & 2.2.2, II) (requires Solution S),Assay (requires Loss on Drying),CHARACTERS,Copper (2.2.23, I),Heavy Metals (2.4.8, A),Identification A (2.2.7) (requires Loss on Drying),Identification B (2.2.24),Identification C (requires Solution S),Identification D - Sodium (2.3.1, a) (requires Solution S),Impurity E,Iron (2.2.23, I),Loss on Drying (2.2.32),Nickel (2.2.23, I),pH (2.2.3) (requires Solution S),Related Substances (2.2.29),Sodium Ascorbate CRS., Ascorbic Acid Impurity C CRS., Ascorbic Acid Impurity D CRS.,Solution S,Specific Optical Rotation (2.2.7) (requires Loss on Drying & Solution S),Sulfates (2.4.13) (requires Solution S),(blank) | SAC 17025
12647 | Sodium Ascorbate by USP36/S2 - pg 5149, 25 g | Assay (requires Loss on Drying <731>),Heavy Metals <231> II,Identification A - Infrared Absorption <197A>,Identification B - Reducing Capacity,Identification C - Sodium <191>,Loss on Drying <731>,pH <791>,Residual Solvents <467> (if required),Specific Rotation <781S> (requires Loss on Drying <731>),USP Sodium Ascorbate RS.,(blank) | SAC 17025
12648 | Sodium Azide by USP36 - Reagent Specifications - 250 mg | Assay,(blank) | SAC 17025
12649 | Sodium Azulenesulfonate by JPC (1997) - pg 1175, 10 g - THERE IS A 16TH EDITION | Absorbance,Assay,DESCRIPTION,Identification (1),Identification (2),Identification (3),Loss on Drying,Purity (1) Clarity of Solution,Purity (2) Heavy Metals 2,Purity (3) Arsenic 3,Purity (4) Guaiazulene,Water,(blank) | SAC 17025
12650 | Sodium Benzoate by EP7/S8 - pg 2915, 50 g | Acidity or Alkalinity (requires Solution S),Appearance of Solution (2.2.1 & 2.2.2, II) (requires Solution S),Assay,CHARACTERS,Halogenated Compounds (2.2.25) (requires Solution S),Heavy Metals (2.4.8, C),Identification A - Benzoates (2.3.1, b & c),Identification B - Sodium (2.3.1, a),Loss on Drying (2.2.32),Solution S,(blank) | SAC 17025
12651 | Sodium Benzoate by FCC8/S3 - pg 1689, 40 g | Alkalinity (as NaOH),Assay (requires Water),DESCRIPTION,Identification - Sodium,Identification A,Identification B - Infrared Absorption,Lead,USP Sodium Benzoate RS., USP Benzoic Acid RS., USP Salicylic Acid RS.,Water,(blank) | SAC 17025
12652 | Sodium Benzoate by NF31/S2 - pg 5924, 20 g | Alkalinity,Assay (requires Water Determination <921> I),Heavy Metals <231>,Identification A - Infrared Absorption <197A>,Identification B - Sodium <191> ,Identification C,Residual Solvents <467> (if required),USP Benzoic Acid RS., USP Salicylic Acid RS., USP Sodium Benzoate RS.,Water Determination <921> I,(blank) | SAC 17025
12653 | Sodium Bicarbonate by ACS10/S3 - pg 584, 60 g | Ammonium,Assay,Calcium, Magnesium, and Potassium (by ICPMS, not validated),Chloride ,Heavy Metals I,Insoluble Matter,Iron I,Phosphate I,Sulfur Compounds,(blank) | SAC 17025
12654 | Sodium Bicarbonate by EP | See Sodium Hydrogen Carbonate,(blank) | SAC 17025
12655 | Sodium Bicarbonate by FCC8/S3 - pg 1019, 20 g | Ammonia,Assay,DESCRIPTION,Identification - Bicarbonate,Identification - Sodium,Insoluble Substances,Lead,Lead (by ICPMS, not validated),Loss on Drying,(blank) | SAC 17025
12656 | Sodium Bicarbonate by USP36/S2 - pg 5149, 200 g | Al, Ca, Cu, Mg (by ICPMS, not validated),Aluminum <206>,Arsenic <211> I,Assay (requires Loss on Drying <731>),Calcium ,Carbonate,Chloride <221>,Copper,Heavy Metals <231> I,Identification A - Sodium <191>,Identification B - Bicarbonate <191>,Insoluble Substances,Iron <241>,Limit of Ammonia,Limit of Organics,Limit of Sulfur Compounds,Loss on Drying <731>,Magnesium,Normal Carbonate,Residual Solvents <467> (if required),(blank) | SAC 17025
12657 | Sodium Bisulfite by FCC8/S3 - pg 1020, 10 g | Assay,DESCRIPTION,Identification - Sodium,Identification - Sulfite,Iron,Lead,Lead (by ICPMS, not validated),Selenium I,(blank) | SAC 17025
12658 | Sodium Borate by EP | See Borax,(blank) | SAC 17025
12659 | Sodium Borate by NF31/S2 - pg 2198, 10 g | Assay,Carbonate and Bicarbonate,Heavy Metals <231>,Identification A - Sodium <191> ,Identification B - Borate <191>,Residual Solvents <467> (if required),(blank) | SAC 17025
12660 | Sodium Bromide by ACS10/S3 - pg 592, 100 g | Assay,Barium,Bromate (by IC, not validated),Calcium, Magnesium, and Potassium (by ICPMS, not validated),Chloride,Heavy Metals,Insoluble Matter ,Iron,pH of a 5% Solution at 25.0 Degrees C,Sulfate I,(blank) | SAC 17025
12661 | Sodium Butyrate by USP36/S2 - pg 5155 | Alkalinity,Assay,Heavy Metals <231> II,Identification A <197A>,Identification B - Sodium <191>,Residual Solvents <467> (if required),USP Sodium Butyrate RS,Water <921> I,(blank) | SAC 17025
12662 | Sodium Calcium Edetate by EP7/S8 - pg 2916, 100 g | Appearance of Solution (2.2.1 & 2.2.2, II) (requires Solution S),Assay (requires Water (2.5.12)),CHARACTERS,Chlorides (2.4.4) (requires Solution S),Disodium Edetate,EP Sodium Calcium Edetate CRS,Heavy Metals (2.4.8, F),Identification A (2.2.24),Identification B,Identification C - Calcium (2.3.1),Identification D - Sodium (2.3.1),Impurity A (2.2.29),Iron (2.4.9) (requires Solution S),pH (2.2.3),Solution S,Water (2.5.12),(blank) | SAC 17025
12663 | Sodium Caprylate by EP7/S8 - pg 2917, 15 g | Appearance of Solution (2.2.1 & 2.2.2, II) (requires Solution S),Assay [requires Water (2.5.12)],CHARACTERS,EP Caprylic Acid CRS.,Heavy Metals (2.4.8, B),Identification A,Identification B - Sodium (2.3.1, b) (requires Solution S),pH (2.2.3) (requires Solution S),Related Substances (2.2.28),Solution S,Water (2.5.12),(blank) | SAC 17025
12664 | Sodium Caprylate by NF31/S2 - pg 2198, 6 g | Appearance of Solution,Assay (requires Water Determination <921> I),Chromatographic Purity,Heavy Metals <231> II,Identification A,Identification B,pH <791>,Residual Solvents <467> (if required),USP Caprylic Acid RS.,Water Determination <921> I,(blank) | SAC 17025
12665 | Sodium Carbonate Anhydrous by JP | USE Dried Sodium Carbonate,(blank) | SAC 17025
12666 | Sodium Carbonate by ACS10/S3 - pg 594, 80 g | Assay,Calcium, Magnesium, and Potassium (by ICPMS, not validated),Chloride ,Heavy Metals I,Insoluble Matter ,Iron (page 30, I),Loss on Heating at 285 C,Phosphate II,Silica,Sulfur Compounds,(blank) | SAC 17025
12667 | Sodium Carbonate by FCC8/S3 - pg 1021, 30 g | Assay (requires Loss on Drying),DESCRIPTION,Identification - Carbonate,Identification - Sodium,Lead,Lead (by ICPMS, not validated),Loss on Drying,(blank) | SAC 17025
12668 | Sodium Carbonate by NF31/S2 - pg 2199, 15 g | Assay,Heavy Metals <231>,Identification A - Sodium <191> ,Identification B - Carbonate <191>,Residual Solvents <467> (if required),Water Determination <921> III,(blank) | SAC 17025
12669 | Sodium Carbonate, Anhydrous by EP7/S8 - pg 2918, 20 g | Alkali Hydroxides and Bicarbonates (2.2.1),Appearance of Solution (2.2.1 & 2.2.2, I),Arsenic (2.4.2, A) (requires Solution S),Assay [requires Loss on drying (2.2.32)],CHARACTERS,Chlorides (2.4.4),Heavy Metals (2.4.8, A) (requires Solution S),Identification A (2.2.4),Identification B - Carbonates (2.3.1),Identification C - Sodium (2.3.1, a),Identification D,Iron (2.4.9) (requires Solution S),Loss on Drying (2.2.32),Solution S,Sulfates (2.4.13) (requires Solution S),(blank) | SAC 17025
12670 | Sodium Carboxymethylcellulose by EP | See Carmellose Sodium,(blank) | SAC 17025
12671 | Sodium Carboxymethylcellulose by USP | See Carboxymethylcellulose Sodium,(blank) | SAC 17025
12672 | Sodium Chloride by ACS10/S3 - pg 601, 150 g | Assay,Barium,Bromide (requires Iodide),Ca, Mg, & K (by ICPMS, not validated),Calcium, Magnesium, and Potassium (see below),Chlorate and Nitrate,GENERAL DESCRIPTION,Heavy Metals,Insoluble Matter,Iodide,Iron,pH of a 5% Solution at 25.0 C,Phosphate,Sulfate,(blank) | SAC 17025
12673 | Sodium Chloride by BP2013 - pg 2017, 150 g | Acidity or Alkalinity (requires Solution S),Aluminum (2.4.17),Appearance of Solution (2.2.1 & 2.2.2, II) (requires Solution S),Arsenic (2.4.2, A) (requires Solution S),Assay (2.2.20) [requires Loss on Drying (2.2.32)],Bacterial Endotoxins (2.6.14),Barium (requires Solution S),Bromides (2.2.25) (requires Solution S),CHARACTERS - Appearance,CHARACTERS - Solubility,Ferrocyanides,Heavy Metals (2.4.8, A) (requires Solution S),Identification A - Chlorides (2.3.1, a & b),Identification B - Sodium (2.3.1, a & b),Iodides,Iron (2.4.9) (requires Solution S),Loss on Drying (2.2.32),Magnesium and Alkaline-Earth Metals (2.4.7),Nitrites (2.2.25) (requires Solution S),Phosphates (2.4.11) (requires Solution S),Potassium (2.2.22, I),Solution S,Sulfates (2.4.13) (requires Solution S),(blank) | SAC 17025
12674 | Sodium Chloride by EP7/S8 - pg 2921, 150 g | Acidity or Alkalinity (requires Solution S),Aluminum (2.4.17),Appearance of Solution (2.2.1 & 2.2.2, II) (requires Solution S),Arsenic (2.4.2, A) (requires Solution S),Assay (2.2.20) [requires Loss on Drying (2.2.32)],Bacterial Endotoxins (2.6.14),Barium (requires Solution S),Bromides (2.2.25) (requires Solution S),CHARACTERS - Appearance,CHARACTERS - Solubility,Ferrocyanides,Heavy Metals (2.4.8, A) (requires Solution S),Identification A - Chlorides (2.3.1),Identification B - Sodium (2.3.1),Iodides,Iron (2.4.9) (requires Solution S),Loss on Drying (2.2.32),Magnesium and Alkaline-Earth Metals (2.4.7),Nitrites (2.2.25) (requires Solution S),Phosphates (2.4.11) (requires Solution S),Potassium (2.2.22, I),Solution S,Sulfates (2.4.13) (requires Solution S),(blank) | SAC 17025
12675 | Sodium Chloride by FCC8/S3 - pg 1023, 200 g | Arsenic,Assay,Calcium and Magnesium,DESCRIPTION,Heavy Metals (as Pb) I,Heavy Metals (as Pb) II,Heavy Metals (as Pb) III,Identification - Chloride,Identification - Sodium,Iodine,Iron,Loss on Drying,Sb, As, & Cd (by ICPMS, not validated),Sodium Ferrocyanide,(blank) | SAC 17025
12676 | Sodium Chloride by JP16/S1 - pg 1396, 100 g (* Harmonized with USP/EP per Monograph) | Assay <2.50>* (requires Loss on Drying <2.41>),Identification (1) Sodium <1.09>*,Identification (2) Chloride <1.09>*,Loss on Drying <2.41>*,Purity (1) Clarity and Color of Solution,Purity (10) Barium*,Purity (11) Magnesium and Alkaline Earth Materials*,Purity (12) Arsenic <1.11> 1,Purity (2) Acidity or Alkalinity*,Purity (3) Sulfates*,Purity (4) Phosphates*,Purity (5) Bromides*,Purity (6) Iodides*,Purity (7) Ferrocyanides*,Purity (8) Heavy Metals <1.07> 1,Purity (9) Iron*,(blank) | SAC 17025
12677 | Sodium Chloride by USP36/S2 - pg 5155, 250 g | Acidity or Alkalinity,Aluminum,Appearance of Solution,Arsenic <211> I,Assay (requires Loss on Drying <731>),Bacterial Endotoxins <85>,Barium,Ferrocyanides,Heavy Metals <231> I,Identification A - Sodium <191>,Identification B - Chloride,Iodides,Iron,Limit of Bromides,Limit of Phosphates,Limit of Potassium,Loss on Drying <731>,Magnesium and Alkaline-Earth Metals,Nitrites,Residual Solvents <467> (if required),Sulfate,(blank) | SAC 17025
12678 | Sodium Chloride Injection by USP36/S2 - pg 5157, 500 mL | Assay,Bacterial Endotoxins Test <85>,Heavy Metals <231> I,Identification A - Sodium <191> and Chloride <191>,Injections <1>,Iron <241>,Particulate Matter in Injections <788>,pH <791>,Residual Solvents <467> (if required),USP Endotoxin RS.,(blank) | SAC 17025
12679 | Sodium Citrate by EP7/S8 - pg 2922, 25 g | Acidity or Alkalinity (requires Solution S),Appearance of Solution (2.2.1 & 2.2.2, II) (requires Solution S),Assay (requires Water (2.5.12)),CHARACTERS,Chlorides (2.4.4) (requires Solution S),Heavy Metals (2.4.8, A) (requires Solution S),Identification A - Citrates (2.3.1),Identification B - Sodium (2.3.1),Oxalates,Pyrogens (2.6.8),Readily Carbonisable Substances (2.2.2, II),Solution S,Sulfates (2.4.13) (requires Solution S),Water (2.5.12),(blank) | SAC 17025
12680 | Sodium Citrate by FCC8/S3 - pg 1027, 25 g | Alkalinity,Assay (requires Water),DESCRIPTION,Identification - Citrate,Identification - Sodium,Lead,Lead (by ICPMS, not validated),Water,(blank) | SAC 17025
12681 | Sodium Citrate by USP36/S2 - pg 5160, 20 g | Alkalinity,Assay,Heavy Metals <231>,Identification A - Sodium <191>,Identification B - Citrate <191>,Identification C,Residual Solvents <467> (if required),Tartrate,Water Determination <921> III,(blank) | SAC 17025
12682 | Sodium Citrate Hydrate by JP16/S1 - pg 1398 | Assay,Identification - Citrate and Sodium Salt,Loss on Drying <2.41>,pH <2.54>,Purity (1) Clarity and Color of Solution,Purity (2) Chloride <1.03>,Purity (3) Sulfate <1.14>,Purity (4) Heavy Metals <1.07> 2,Purity (5) Arsenic <1.11> 1,Purity (6) Tartrate,Purity (7) Oxalate,Purity (8) Readily Carbonizable Substances <1.15>,(blank) | SAC 17025
12683 | Sodium Cobaltinitrite by ACS10/S3 - pg 605, 25 g | Insoluble Matter,Suitability for Determination of Potassium,(blank) | SAC 17025
12684 | Sodium Diacetate by FCC8/S3 - pg 1029, 25 g | Assay - Sodium Acetate (requires Water),Assay- Free Acetic Acid (requires Water),DESCRIPTION,Identification - Acetate,Identification - Sodium,Lead,Lead (by ICPMS, not validated),Readily Oxidizable Substances,Water,(blank) | SAC 17025
12685 | Sodium Dihydrogen Phosphate Dihydrate by EP7/S8 - pg 3712, 50 g | Appearance of Solution (2.2.1 & 2.2.2, II) (requires Solution S),Arsenic (2.4.2, A),Assay [requires Loss on drying (2.2.32)],CHARACTERS,Chlorides (2.4.4) (requires Solution S),Heavy Metals (2.4.8, A) (requires Solution S),Identification A (2.2.4) (requires Solution S),Identification B - Phosphates (2.3.1) (requires Solution S),Identification C - Sodium (2.3.1, a) (requires Solution S),Iron (2.4.9) (requires Solution S),Loss on Drying (2.2.32),pH (2.2.3) (requires Solution S),Reducing Substances (requires Solution S),Solution S,Sulfates (2.4.13) (requires Solution S),(blank) | SAC 17025
12686 | Sodium Dihydrogen Phosphate Dihydrate by JPE - pg 792, 35 g | Assay,DESCRIPTION,Identification,Loss on Drying,pH,Purity (1) Clarity and Color of Solution,Purity (2) Chloride,Purity (3) Sulfate,Purity (4) Heavy Metals,Purity (5) Arsenic 1,(blank) | SAC 17025
12687 | Sodium Dihydrogen Phosphate Monohydrate by BP2013 - pg 2024, 30 g | Acidity (requires Solution S),Arsenic,Assay (requires Loss on Drying),CHARACTERISTICS - Solubility,CHARACTERISTICS - Solution S,CHARACTERISTICS - Visual Appearance,Chloride (requires Solution S),Clarity and Colour of Solution (requires Solution S),Heavy Metals A (requires Solution S),Identification A (requires Solution S),Identification B - Phosphates (requires Solution S),Identification C - Sodium Salts (requires Solution S),Identification D,Iron (requires Solution S),Loss on Drying,Reducing Substances (requires Solution S),Sulfate (requires Solution S),(blank) | SAC 17025
12688 | Sodium Dodecyl Sulfate by ACS10/S3 - pg 610, 30 g | Absorbance,Assay,Fatty Alcohols,Heavy Metals, II,Loss on Drying,Titrable Base,Unsulfated Alcohols,(blank) | SAC 17025
12689 | Sodium Erythorbate by FCC8/S3 - pg 1030, 15 g | Assay,DESCRIPTION,Identification A,Identification B,Identification C - Sodium,Lead,Loss on Drying,Optical (Specific) Rotation (requires Loss on Drying),Oxalate,(blank) | SAC 17025
12690 | Sodium Ethylparaben | No USP or EP monograph exists,(blank) | SAC 17025
12691 | Sodium Fluoride by USP36/S2 - pg 5162, 25 g | Acidity or Alkalinity,Assay (requires Loss on Drying <731> & USP Sodium Fluoride RS.),Chloride,Fluosilicate,Heavy Metals <231>,Identification A - Fluoride,Identification B - Sodium <191>,Loss on Drying <731>,Residual Solvents <467> (if required),USP Sodium Fluoride RS.,(blank) | SAC 17025
12692 | Sodium Gluconate by USP36/S2 - pg 5165, 10 g | Assay,Chloride <221>,Heavy Metals <231> I,Identification A - Sodium <191>,Identification B - Thin-Layer Chromatography,Lead <251>,Reducing Substances,Residual Solvents <467> (if required),Sulfate <221>,USP Potassium Gluconate RS,(blank) | SAC 17025
12693 | Sodium Hexametaphosphate by Client Test Method, 25 g | Appearance,pH of a 1% Solution at 25 Degrees C,Phosphorus Pentoxide (P2O5) MODIFIED,(blank) | SAC 17025
12694 | Sodium HyAluminumronate by EP7/S8 - pg 2927, 100 g | Appearance of Solution (2.2.1 & 2.2.25) (requires Solution S),Assay (requires Loss on Drying),Bacterial Endotoxins (2.6.14),CHARACTERS,Chlorides (2.4.4),Heavy Metals (2.4.8, F),Identification A (2.2.24),Identification B - Sodium (2.3.1, a),Intrinsic Viscosity (2.2.9) (requires Loss on Drying),Iron (2.2.23, II) (requires Loss on Drying),Loss on Drying (2.2.32),Microbial Contamination (2.6.12),Nucleic Acids (2.2.25) (requires Solution S),pH (2.2.3) (requires Loss on Drying),Ph. Eur. Reference Spectrum of Sodium HyAluminumronate,Protein (2.2.25) (requires Loss on Drying),Solution S,Sulfated Glycosaminoglycans (2.2.25),(blank) | SAC 17025
12695 | Sodium Hydrogen Carbonate by EP7/S8 - pg 2929, 25 g | Ammonium (2.4.1) (requires Solution S),Appearance of Solution (2.2.1 & 2.2.2, II) (requires Solution S),Arsenic (2.4.2, A),Assay,Calcium (2.4.3),Carbonates (2.2.3) (requires Solution S),CHARACTERS,Chlorides (2.4.4) (requires Solution S),Heavy Metals (2.4.8, A),Identification A (requires Solution S),Identification B - Carbonates and Bicarbonates (2.3.1),Identification C - Sodium (2.3.1, a) (requires Solution S),Iron (2.4.9),Solution S,Sulfates (2.4.13),(blank) | SAC 17025
12696 | Sodium Hydroxide (Low Chloride) by ACS10/S3 - pg 517, 300 g | Assay and Sodium Carbonate,Calcium, Magnesium, Mercury, Nickel, & Potassium (by ICPMS, not validated),Chloride ,Heavy Metals,Iron I,Nitrogen Compounds ,Phosphate I,Sulfate,(blank) | SAC 17025
12697 | Sodium Hydroxide by BP2013 - pg 2033, 50 g | Appearance of Solution (2.2.1 & 2.2.2, II),Assay,Carbonates,CHARACTERS - Appearance,CHARACTERS - Solubility,Chlorides (2.4.4),Heavy Metals (2.4.8, A) (requires Solution S),Identification A - pH (2.2.3),Identification B - Sodium (2.3.1, a) (requires Solution S),Iron (2.4.9) (requires Solution S),Solution S,Sulfates (2.4.13),(blank) | SAC 17025
12698 | Sodium Hydroxide by EP7/S8 - pg 2930, 50 g | Appearance of Solution (2.2.1 & 2.2.2, II),Assay,Carbonates,CHARACTERS - Appearance,CHARACTERS - Solubility,Chlorides (2.4.4),Heavy Metals (2.4.8, A) (requires Solution S),Identification A - pH (2.2.3),Identification B - Sodium (2.3.1, a) (requires Solution S),Iron (2.4.9) (requires Solution S),Solution S,Sulfates (2.4.13),(blank) | SAC 17025
12699 | Sodium Hydroxide by FCC8/S3 - pg 1036, 25 g | Arsenic,Assay,Carbonate,DESCRIPTION,Identification - Sodium,Insoluble Substances and Organic Matter,Lead,Mercury (by ICPMS, not validated),Mercury I,(blank) | SAC 17025
12700 | Sodium Hydroxide by JP16/S1 - pg 1403, 30 g | Assay <2.50>,DESCRIPTION,Identification (1),Identification (2) Sodium Salt <1.09>,Purity (1) Clarity and Color of Solution,Purity (2) Chloride <1.03>,Purity (3) Heavy Metals <1.07>,Purity (4) Potassium,Purity (5) Sodium Carbonate,Purity (6) Mercury (modified, not validated),(blank) | SAC 17025
12701 | Sodium Hydroxide by NF31/S2 - pg 2203, 10 g | Assay,Heavy Metals <231>,Identification A - Sodium <191>,Insoluble Substances and Organic Matter,Potassium,Residual Solvents <467> (if required),(blank) | SAC 17025
12702 | Sodium Hydroxide Solutions by FCC8/S3 - pg 1035, 25 g | Arsenic,Assay - Total Alkalinity,Carbonate (as Na2CO3),DESCRIPTION,Identification - Sodium,Lead,Mercury (by ICPMS, not validated),Mercury I,(blank) | SAC 17025
12703 | Sodium Hypochlorite Solution by USP36/S2 - pg 5166, 50 mL | Assay,Identification A,Identification B,Identification C - Sodium <191>,Residual Solvents <467> (if required),(blank) | SAC 17025
12704 | Sodium Iodide by USP36/S2 - pg 5167, 25 g | Alkalinity,Assay (Requires Water <921> I),Heavy Metals <231>,Identification A - Sodium <191>,Identification B - Iodide <191>,Iodate,Limit of Nitrate, Nitrite, and Ammonia,Potassium,Residual Solvents <467> (if required),Thiosulfate and Barium,Water Determination <921> I,(blank) | SAC 17025
12705 | Sodium Lactate Solution by EP7/S8 - pg 2931, 150 g | Aluminum (2.2.23, I),Appearance of Solution (2.2.1 & 2.2.2, II),Assay,Bacterial Endotoxins (2.6.14),Barium (requires Solution S),CHARACTERS,Chlorides (2.4.4) (requires Solution S),Heavy Metals (2.4.8, A) (requires Solution S),Identification A - Lactates (2.3.1),Identification B - Sodium (2.3.1, a),Iron (2.4.9) (requires Solution S),Methanol (2.4.24),Oxalates and Phosphates,pH (2.2.3),Reducing Sugars and Sucrose,Solution S,Sulfates (2.4.13) (requires Solution S),(blank) | SAC 17025
12706 | Sodium Lactate Solution by USP36/S2 - pg 5168, 100 g | Assay,Chloride <221>,Heavy Metals <231> I,Identification - Lactate <191>,Identification - Sodium <191>,Identification - Sodium <191> and Lactate <191>,Limit of Citrate, Oxalate, Phosphate, or Tartrate,Limit of Methanol and Methyl Esters,pH <791>,Residual Solvents <467> (if required),Sugars,Sulfate,(blank) | SAC 17025
12707 | Sodium Laurilsulfate by EP7/S8 - pg 2933, 75 g | Alkalinity,Assay,CHARACTERS,Identification A,Identification B,Identification C,Identification D - Sodium (2.3.1, a),Non-Esterified Alcohols,Sodium Chloride,Sodium Sulphate,(blank) | SAC 17025
12708 | Sodium Lauryl Sulfate by EP | use Sodium Laurilsulfate,(blank) | SAC 17025
12709 | Sodium Lauryl Sulfate by JP16/S1 - pg 1407, 50 g | DESCRIPTION,Identification (1) (requires Total Alcohol Content),Identification (2) Sodium Salt <1.09>,Identification (3) Sulfate <1.09>,Purity (1) Alkalinity,Purity (2) Sodium Chloride,Purity (3) Sodium Sulfate,Purity (4) Unsulfated Alcohols,Total Alcohol Content,Water <2.48>,(blank) | SAC 17025
12710 | Sodium Lauryl Sulfate by NF31/S2 - pg 2204, 75 g | Alkalinity,Heavy Metals <231> II,Identification A - Sodium <191>,Identification B - Sulfate <191>,Residual Solvents <467> (if required),Sodium Chloride,Sodium Sulfate,Total Alcohols,Unsulfated Alcohols,(blank) | SAC 17025
12711 | Sodium Metabisulfite by NF31/S2 - pg 2204, 50 g | Assay,Heavy Metals <231> I,Identification A - Sodium <191> (ONLY!),Identification A - Sodium <191> and Sulfite <191> ,Iron <241>,Limit of Chloride,Limit of Thiosulfate,Residual Solvents <467> (if required),(blank) | SAC 17025
12712 | Sodium Metasilicate by Leiner Method | Assay,(blank) | SAC 17025
12713 | Sodium Methylparaben by NF | See Methylparaben Sodium,(blank) | SAC 17025
12714 | Sodium Molybdate Dihydrate by ACS10/S3 - pg 624, 100 g | Ammonium,Assay,Chloride,Heavy Metals,Insoluble Matter,Iron by ICPMS (not validated),pH of a 5% Solution at 25.0 C,Phosphate,Sulfate,(blank) | SAC 17025
12715 | Sodium Monofluorophosphate by USP36/S2 - pg 5168, 25 g | Arsenic <211> I,Assay (requires Loss on Drying <731> and Limit of Fluoride Ion),Heavy Metals <231> I,Identification A,Identification B,Identification C - Sodium <191>,Limit of Fluoride Ion,Loss on Drying <731>,pH <791>,Residual Solvents <467> (if required),USP Sodium Fluoride RS.,(blank) | SAC 17025
12716 | Sodium Peroxide by ACS10/S3 - pg 635, 100 g | Assay,Chloride,Heavy Metals,Iron,Phosphate,Sulfate,(blank) | SAC 17025
12717 | Sodium Phosphate Dibasic by FCC8/S3 - pg 1052, 75 g | Arsenic,Assay,DESCRIPTION,Fluoride IV,Identification - Phosphate,Identification - Sodium,Insoluble Substances,Lead,Lead (by ICPMS, not validated),Loss on Drying,Pyrophosphate,(blank) | SAC 17025
12718 | Sodium Phosphate Dibasic Dihydrate and/or Heptahydrate by EP | See Disodium Phosphate Dihydrate,(blank) | SAC 17025
12719 | Sodium Phosphate Dibasic Dihydrate by BP | See Disodium Hydrogen Phosphate Dihydrate,(blank) | SAC 17025
12720 | Sodium Phosphate Dibasic Dodecahydrate by BP | See Disodium Hydrogen Phosphate Dodecahydrate,(blank) | SAC 17025
12721 | Sodium Phosphate Dibasic Dodecahydrate by EP | See Disodium Phosphate Dodecahydrate,(blank) | SAC 17025
12722 | Sodium Phosphate Dibasic, Anhydrous by EP | See Disodium Phosphate, Anhydrous,(blank) | SAC 17025
12723 | Sodium Phosphate Hydrate, Dibasic by JP16/S1 - pg 1408, 50 g | Assay,DESCRIPTION,Identification (1) <1.09> - Sodium (1) & (2),Identification (2) <1.09> - Phosphate (1) & (3),Identification (3),Loss on Drying <2.41>,pH <2.54>,Purity (1) Clarity and Color of Solution,Purity (2) Chloride <1.03>,Purity (3) Sulfate <1.14>,Purity (4) Carbonate,Purity (5) Heavy Metals <1.07>,Purity (6) Arsenic <1.11> 1,(blank) | SAC 17025
12724 | Sodium Phosphate Monobasic by EP or BP | see Sodium Dihydrogen Phosphate Dihydrate,(blank) | SAC 17025
12725 | Sodium Phosphate, Dibasic by ACS10/S3 - pg 637, 60 g | Assay,Chloride,GENERAL DESCRIPTION,Heavy Metals - Method 1,Insoluble Matter,Iron - Method 2,Loss on Drying,pH of a 5% Solution at 25.0 C (requires Loss on Drying),Sulfate,(blank) | SAC 17025
12726 | Sodium Phosphate, Dibasic by USP36/S2 - pg 5172, 30 g | Arsenic <211> I,Assay (requires Loss on Drying <731>),Chloride <221>,Heavy Metals <231>,Identification A - Sodium <191>,Identification B - Phosphate <191>,Insoluble Substances,Loss on Drying <731>,Residual Solvents <467> (if required),Sulfate <221>,(blank) | SAC 17025
12727 | Sodium Phosphate, Dihydrogen, Anhydrous by BP (Cardinal Health) | Acidity,Arsenic,Assay,CHARACTERISTICS,Chloride,Clarity and Colour of Solution,Heavy Metals A,Identification A,Identification B,Identification C,Identification D,Iron,Loss on Drying,Reducing Substances,Sulphate,(blank) | SAC 17025
12728 | Sodium Phosphate, Dihydrogen, Monohydrate by BP (Cardinal Health) 30 g | Acidity,Arsenic,Assay,CHARACTERISTICS,Chloride,Clarity and Colour of Solution,Heavy Metals A,Identification A,Identification B,Identification C,Identification D,Iron,Loss on Drying,Reducing Substances,Sulphate,(blank) | SAC 17025
12729 | Sodium Phosphate, Monobasic by FCC8/S3 - pg 1053, 80 g | Arsenic,Assay,DESCRIPTION,Fluoride IV,Identification - Phosphate,Identification - Sodium,Insoluble Substances,Lead,Lead (by ICPMS, not validated),Loss on Drying,(blank) | SAC 17025
12730 | Sodium Phosphate, Monobasic by USP36/S2 - pg 5173, 50 g | Aluminum, Calcium, and Related Elements,Arsenic <211> I,Assay (Requires Water <921> I),Chloride <221>,Heavy Metals <231>,Identification - Sodium <191> and Phosphate <191>,Insoluble Substances,pH <791>,Residual Solvents <467> (if required),Sulfate <221>,Water <921> I,(blank) | SAC 17025
12731 | Sodium Phosphate, Tribasic by FCC8/S3 - pg 1054, 50 g | Arsenic,Assay (requires Loss on Ignition),DESCRIPTION,Fluoride IV,Identification - Phosphate,Identification - Sodium,Insoluble Substances,Lead,Lead (by ICPMS, not validated),Loss on Ignition,(blank) | SAC 17025
12732 | Sodium Propylparaben by NF | See Propylparaben Sodium,(blank) | SAC 17025
12733 | Sodium Pyruvate by USP36/S1 - Reagent Specifications, pg 5760 - 30 g | Assay,DESCRIPTION,Free Acid,Residual Solvents <467> (if required),Solubility,(blank) | SAC 17025
12734 | Sodium Saccharin by FCC8/S3 - pg 1059, 20 g | Alkalinity,Assay (requires Water),Benzoate and Salicylate,DESCRIPTION,Identification A,Identification B,Identification C - Sodium,Identification D - Melting Range or Temperature,Lead,Lead (by ICPMS, not validated),Readily Carbonizable Substances,Selenium I,Toluenesulfonamides,Water,(blank) | SAC 17025
12735 | Sodium Saccharin by USP | See Saccharin Sodium,(blank) | SAC 17025
12736 | Sodium Selenite by USP36/S2 - Reagent Specifications - pg 5760, 10 g | Assay,Carbonate,Chloride (Reagent Test),Nitrate (Reagent Test),Odor, Visual Appearance, Hydration, Aqueous Solubility, Solubility in Alcohol,Residual Solvents <467> (if required),Selenate and Sulfate (as SO4),Solubility,(blank) | SAC 17025
12737 | Sodium Starch Glycolate by NF31/S2 - pg 2207, 25 g | Assay,Heavy Metals <231> II,Identification A - Infrared Absorption <197A>,Identification B,Identification C,Identification D,Limit of Iron,Limit of Sodium Chloride,Limit of Sodium Glycolate,Loss on Drying <731>,Microbial Enumeration Tests <61> and Tests for Specified Microorganisms <62> ,pH <791>,Residual Solvents <467> (if required),USP Sodium Starch Glycolate Type A RS., Sodium Starch Glycolate Type B RS.,(blank) | SAC 17025
12738 | Sodium Stearyl Fumarate by EP7/S8 - pg 2948, 25 g | Assay (2.2.20) (requires Water (2.5.12)),CHARACTERS,EP Sodium Stearyl Fumarate CRS., EP Sodium Stearyl Maleate CRS.,FUNCTIONALITY-RELATED CHARACTERISTICS,Identification (2.2.24),Particle Size Distribution (2.9.31),Related Substances (2.2.28),Specific Surface Area (2.9.26, I),Water (2.5.12),(blank) | SAC 17025
12739 | Sodium Stearyl Fumarate by NF31/S2 - pg 2209, 25 g | Assay (requires Water Determination <921> I),Fats and Fixed Oils, Saponification Value <401>,Heavy Metals <231> II,Identification - Infrared Absorption <197A>,Lead <251>,Limit of Sodium Stearyl Maleate and Stearyl Alcohol,Residual Solvents <467> (if required),USP Monostearyl Maleate RS., USP Sodium Stearyl Fumarate RS., USP Stearyl Alcohol RS.,Water Determination <921> I,(blank) | SAC 17025
12740 | Sodium Sulfate by USP36/S2 - pg 5176, 25 g | Acidity or Alkalinity,Assay (requires Loss on Drying <731>),Chloride <221>,Heavy Metals <231> I,Identification - Sodium <191> and Sulfate <191>,Loss on Drying <731>,Residual Solvents <467> (if required),(blank) | SAC 17025
12741 | Sodium Sulfate, Anhydrous by ACS10/S3 - pg 643, 300 g | Assay,Calcium, Magnesium, Potassium (by ICPMS, not validated),Chloride,Extraction-Concentration Suitability,Heavy Metals I,Insoluble Matter,Iron I,Loss on Ignition,Nitrogen Compounds (as N),pH of a 5% Solution at 25.0C,Phosphate,(blank) | SAC 17025
12742 | Sodium Sulfate, Anhydrous by EP7/S8 - pg 2948, 8 g | Acidity or Alkalinity (requires Solution S),Appearance of Solution (2.2.1 & 2.2.2, II) (requires Solution S),Assay,Calcium (2.4.3) (requires Solution S),CHARACTERS,Chlorides (2.4.4) (requires Solution S),Heavy Metals (2.4.8, A) (requires Solution S),Identification A - Sulfates (2.3.1),Identification B - Sodium (2.3.1),Identification C (requires Loss on Drying (2.2.32)),Iron (2.4.9) (requires Solution S),Loss on Drying (2.2.32),Magnesium (requires Solution S),Solution S,(blank) | SAC 17025
12743 | Sodium Sulfite by ACS10/S3 - pg 648, 150 g | Assay,Chloride,Free Acid,Heavy Metals I,Insoluble Matter ,Iron I,Titrable Free Base,(blank) | SAC 17025
12744 | Sodium Sulfite by NF31/S2 - pg 2210, 80 g | Assay,Color and Clarity of Solution,Heavy Metals <231> I,Identification A,Identification B - Sulfate <191>,Identification C - Sodium <191>,Limit of Iron,Limit of Selenium,Limit of Thiosulfates,Limit of Zinc,Residual Solvents <467> (if required),Zinc (by ICPMS, not validated),(blank) | SAC 17025
12745 | Sodium Thiosulfate by FCC8/S3 - pg 1066, 90 g | Assay (requires Water),DESCRIPTION,Identification A,Identification B - Thiosulfate,Identification C - Sodium,Lead,Selenium,Water,(blank) | SAC 17025
12746 | Sodium Thiosulfate by USP36/S2 - pg 5178, 10 g | Assay (requires Water <921>),Calcium,Heavy Metals <231>,Identification A,Identification B - Sodium <191> ,Identification C - MODIFIED Thiosulfate <191> ,Residual Solvents <467> (if required),Water Determination <921>,(blank) | SAC 17025
12747 | Sodium Tungstate Dihydrate by ACS10/S3 - pg 655, 25 g | Assay,Chloride,Heavy Metals and Iron,Insoluble Matter ,Molybdenum,Sulfate,Titrable Free Base,(blank) | SAC 17025
12748 | Sodium Valproate by EP7/S8 - pg 4373, 20 g | Acidity or Alkalinity,Appearance of Solution (2.2.1 & 2.2.2, II),Assay (2.2.20) [requires Loss on Drying (2.2.32)],CHARACTERS,Chlorides (2.4.4) (requires Solution S),EP Sodium Valproate CRS., EP Valproic Acid for System Suitability CRS.,Heavy Metals (2.4.8, C),Identification A - Infrared Absorption Spectrophotometry (2.2.24),Identification B - Sodium (2.3.1, a) (requires Solution S),Loss on Drying (2.2.32),Related Substances (2.2.28),Solution S,Sulfates (2.4.13) (requires Solution S),(blank) | SAC 17025
12749 | Solubility in Alcohol of Essential Oils | 2.8.10 | SAC 17025
12750 | Somatropin by USP36/S2 - pg 5178, 0.5 g | Assay (requires Water),Bacterial Endotoxins <85>,Bioidentity,Chromatographic Purity,Identification A,Identification B - Peptide Mapping,Limit of High Molecular Weight Proteins,Microbial Enumeration Tests <61> and Tests for Specified Microorganisms <62>,Residual Solvents <467> (if required),Total Protein,USP Endotoxin RS., USP Somatropin RS.,Water <921> Ic,(blank) | SAC 17025
12751 | Sorbic Acid by EP7/S8 - pg 2960, 25 g | Aldehydes,Appearance of Solution (2.2.1 & 2.2.2, II) (requires Solution S),Assay (requires Water (2.5.12)),CHARACTERS,EP Sorbic Acid CRS.,Heavy Metals (2.4.8) (requires Solution S),Identification A (2.2.14),Identification B (2.2.25),Identification C (2.2.24),Identification D,Solution S,Sulfated Ash (2.4.14),Water (2.5.12),(blank) | SAC 17025
12752 | Sorbic Acid by FCC8/S3 - pg 1069, 30 g | Assay (requires Water),DESCRIPTION,Identification A,Identification B - UV-Visible Absorption Spectrum,Lead,Lead (by ICPMS, not validated),Melting Range or Temperature,Residue on Ignition (Sulfated Ash),Water,(blank) | SAC 17025
12753 | Sorbic Acid by NF31/S2 - pg 2211, 25 g | Assay (requires Water Determination <921> I),Heavy Metals <231> II,Identification A - Infrared Absorption <197A>,Identification B,Melting Range or Temperature <741>,Residual Solvents <467> (if required),Residue on Ignition <281>,USP Sorbic Acid RS.,Water Determination <921> I,(blank) | SAC 17025
12754 | Sorbital Solution, Noncrystallizing by NF31/S2 - pg 2218, 50 g | Assay,Identification A,Identification B,Identification C - Limit of Diethylene Glycol and Ethylene Glycol,Limit of Nickel (requires Water Determination <921> I),Microbial Enumeration Tests <61> and Absence of Specified Microorganisms <62>,Nickel (by ICP-MS, not validated),pH <791>,Reducing Sugars,Residual Solvents <467> (if required),Residue on Ignition <281>,USP Sorbitol RS., USP Diethylene Glycol RS., USP Ethylene Glycol RS.,Water Determination <921> I,(blank) | SAC 17025
12755 | Sorbitan Monolaurate by NF31/S2 - pg 2212, 75 g ***SEE ERRATA*** | Acid Value <401>,Assay - Fatty Acids,Assay - Polyols (requires Assay - Fatty Acids),Heavy Metals <231> II,Hydroxyl Value <401>,Identification A (requires Assay - Fatty Acids),Identification B,Residual Solvents <467> (if required),Residue on Ignition <281>,Saponification Value <401>,USP Isosorbide RS., USP 1,4-Sorbitan RS.,Water Determination <921> I,(blank) | SAC 17025
12756 | Sorbitan Monooleate by EP | see Sorbitan Oleate,(blank) | SAC 17025
12757 | Sorbitan Monooleate by NF31/S2 - pg 2213, 25 g ***SEE ERRATA*** | Acid Value <401>,Assay - Fatty Acids,Assay - Polyols (requires Assay - Fatty Acids),Heavy Metals <231> II,Hydroxyl Value <401>,Identification A (requires Assay - Fatty Acids),Identification B,Iodine Value <401>,Residual Solvents <467> (if required),Residue on Ignition <281>,Saponification Value <401>,USP Isosorbide RS., USP 1,4-Sorbitan RS.,Water Determination <921> I,(blank) | SAC 17025
12758 | Sorbitan Oleate by EP7/S8 - pg 2961, 50 g | Acid Value (2.5.1),CHARACTERS,Composition of Fatty Acids (2.4.22, C),Heavy Metals (2.4.8, D),Hydroxyl Value (2.5.3, A),Identification A,Identification B,Identification C,Iodine Value (2.5.4),Peroxide Value (2.5.5),Saponification Value (2.5.6),Total Ash (2.4.16),Water (2.5.12),(blank) | SAC 17025
12759 | Sorbitan Trioleate by EP7/S8 - pg 2963, 50 g | Acid Value (2.5.1),CHARACTERS,Composition of Fatty Acids (2.4.22, C),Heavy Metals (2.4.8, D),Hydroxyl Value (2.5.3, A),Identification A - Hydroxyl Value,Identification B - Iodine Value,Identification C - Composition of Fatty Acids,Iodine Value (2.5.4),Peroxide Value (2.5.5),Saponification Value (2.5.6),Total Ash (2.4.16),Water (2.5.12),(blank) | SAC 17025
12760 | Sorbitan Trioleate by NF31/S2 - pg 2216, 50 g ***SEE ERRATA*** | Acid Value <401>,Assay - Fatty Acids,Assay - Polyols (requires Assay - Fatty Acids),Heavy Metals <231> II,Hydroxyl Value <401>,Identification A (requires Assay - Fatty Acids),Identification B - Thin-Layer Chromatographic Identification Test <201>,Iodine Value <401>,Residual Solvents <467> (if required),Residue on Ignition <281>,Saponification Value <401>,USP Isosorbide RS., USP 1,4-Sorbitan RS.,Water Determination <921> I,(blank) | SAC 17025
12761 | Sorbitol by BP2013 - pg 2071, 70 g | Appearance of Solution (2.2.1 & 2.2.2, II),Assay (2.2.29),Bacterial Endotoxins (2.6.14),CHARACTERS - Appearance,CHARACTERS - Solubility,Conductivity (2.2.38),EP Sorbitol CRS., EP Mannitol CRS.,Identification A,Identification B (2.2.14),Identification C - Thin-Layer Chromatography (2.2.27),Identification D - Specific Optical Rotation (2.2.7) [requires Water (2.5.12)],Lead (2.4.10),Lead by (ICPMS, not validated),Lead, Nickel (by ICPMS, not validated),Microbial Contamination (2.6.12 & 2.6.13),Nickel (2.4.15),Nickel (by ICPMS, not validated),Reducing Sugars,Related Substances (2.2.29),Water (2.5.12),(blank) | SAC 17025
12762 | Sorbitol by EP7/S8 - pg 2963, 70 g | Appearance of Solution (2.2.1 & 2.2.2, II),Assay (2.2.29),Bacterial Endotoxins (2.6.14),CHARACTERS - Appearance,CHARACTERS - Solubility,Conductivity (2.2.38),EP Sorbitol CRS., EP Mannitol CRS.,Identification A,Identification B (2.2.14),Identification C - Thin-Layer Chromatography (2.2.27),Identification D - Specific Optical Rotation (2.2.7) [requires Water (2.5.12)],Lead (2.4.10),Lead by (ICPMS, not validated),Lead, Nickel (by ICPMS, not validated),Microbial Contamination (2.6.12 & 2.6.13),Nickel (2.4.15),Nickel (by ICPMS, not validated),Reducing Sugars,Related Substances (2.2.29),Water (2.5.12),(blank) | SAC 17025
12763 | Sorbitol by FCC8/S3 - pg 1075, 100 g | Assay (requires Water),DESCRIPTION,Identification A,Identification B,Lead,Nickel,Pb, Ni (by ICPMS, not validated),pH,Reducing Sugars,Residue on Ignition (Sulfated Ash) I,USP Mannitol RS., USP Sorbitol RS.,Water,(blank) | SAC 17025
12764 | Sorbitol by NF31/S2 - pg 2217, 210 g | Assay (requires Water Determination <921> I),Bacterial Endotoxins <85>,Chloride <221>,Clarity and Color of Solution,Identification A,Identification B,Limit of Nickel (by ICPMS, not validated),Limit of Nickel <851>,Microbial Enumeration Tests <61> and Tests for Specified Microorganisms <62>,pH <791>,Reducing Sugars,Residual Solvents <467> (if required),Residue on Ignition <281>,Sulfate <221>,USP Endotoxin, RS., USP Sorbitol RS.,Water Determination <921> I,(blank) | SAC 17025
12765 | Sorbitol Solution by FCC8/S3 - pg 1076, 50 g | Assay,DESCRIPTION,Identification A,Identification B,Lead I (requires Water),Nickel (requires Water),Pb, Ni (by ICPMS, not validated),pH,Reducing Sugars,Residue on Ignition (Sulfated Ash) II,USP Sorbitol RS.,Water,(blank) | SAC 17025
12766 | Sorbitol Solution by USP36/S2 - pg 5181, 100 g | Assay,Identification A,Identification B (requires Assay),Identification C - Limit of Diethylene Glycol and Ethylene Glycol,Limit of Nickel,pH <791>,Reducing Sugars (requires Water),Residual Solvents <467> (if required),Residue on Ignition <281> (requires Water),USP Sorbitol RS, Diethylene Glycol RS, Ethylene Glycol RS.,Water Determination <921> I,(blank) | SAC 17025
12767 | Sorbitol Sorbitan Solution by NF31/S2 - pg 2219, amount depends on concentration | Assay,Identification A,Identification B,Identification C - Limit of Diethylene Glycol and Ethylene Glycol,Limit of Nickel (requires Water Determination <921> I),Microbial Enumeration Tests <61> and Absence of Specified Microorganisms <62>,Nickel (by ICP-MS, not validated),pH <791>,Reducing Sugars,Residual Solvents <467> (if required),Residue on Ignition <281>,USP Diethylene Glycol RS., USP Ethylene Glycol RS., USP 1,4-Sorbitan RS., USP Sorbitol RS.,Water Determination <921> I,(blank) | SAC 17025
12768 | Sorbitol, Liquid (Crystallising) by EP7/S8 - pg 2965, 50 g | Appearance of Solution (2.2.1 and 2.2.2, II),Assay,Conductivity (2.2.38),Identification A,Identification B (2.2.7),Identification C,Lead (2.4.10),Nickel (2.4.15),Reducing Sugars,Water (2.5.12),(blank) | SAC 17025
12769 | Soya-Bean Oil, Hydrogenated by EP7/S8 - pg2968, 50 g | Acid Value (2.5.1),Alkaline Impurities in Fatty Oils (2.4.19),CHARACTERS,Composition of Fatty Acids (2.4.22, A),Identification A,Identification B,Melting Point (2.2.15),Nickel (2.2.23, II),Peroxide Value (2.5.5, A),Unsaponifiable Matter (2.5.7),(blank) | SAC 17025
12770 | Soybean Oil by USP36/S2 - pg 5185, 100 g | Acid Value <401>,Alkaline Impurities,Fatty Acid Composition,Heavy Metals <231> II,Identification A - Fatty Acid Composition <401>,Other Requirements <12>,Peroxide Value <401>,Residual Solvents <467> (if required),Sterol Composition <401>,Unsaponifiable Matter <401>,Water Determination <921> Ic,(blank) | SAC 17025
12771 | SPADNS by ACS10/S3 - pg 657, 2 g | Clarity of Solution,Sensitivity to Fluoride,(blank) | SAC 17025
12772 | Spearmint Oil by FCC8/S3 - pg 1082, 10 g | Angular Rotation,Assay,DESCRIPTION,Identification A - Infrared Spectra,Reaction,Refractive Index,Solubility in Alcohol,Specific Gravity,(blank) | SAC 17025
12773 | Specific Gravity of Pigments,(blank) | ASTM D153-84 | SAC 17025
12774 | Specific Surface Area | <846> | SAC 17025
12775 | Spectrophotometric Identification Tests - K, M, F, S, or A,Spectrophotometric Identification Tests - U (UV) | <197> | SAC 17025
12776 | Spironolactone by USP36/S2 - pg 5187, 10 g | Assay (requires Loss on Drying <731>),Identification A - Infrared Absorption <197A>,Identification B - Ultraviolet Absorption <197U> (requires Loss on Drying <731>),Identification C,Limit of Mercapto Compounds,Loss on Drying <731>,Ordinary Impurities <466>,Residual Solvents <467> (if required),Specific Rotation <781S> (requires Loss on Drying <731>),USP Spironolactone RS.,(blank) | SAC 17025
12777 | Squalane by NF31/S2 - pg 2222, 50 g | Acid Value <401>,Chromatographic Purity,Identification A - Infrared Absorption <197F>,Iodine Value <401>,Refractive Index <831>,Residual Solvents <467> (if required),Residue on Ignition <281>,Saponification Value <401>,Specific Gravity <841>,USP Squalane RS.,(blank) | SAC 17025
12778 | St. John's Wort by USP36/S2 - Dietary Supplements - pg 1579, 300 g | Absence of Specified Microorganisms <2022>,Botanic Characteristics,Content of Hyperforin (requires Content of Hypericin and Pseudohypericin),Content of Hypericin and Pseudohypericin,Foreign Organic Matter <561>,Identification A - Thin-Layer Chromatographic Identification Test,Microbial Enumeration Tests <2021>,Pesticide Residues <561>,Residual Solvents <467> (if required),Total Ash <561>,USP Hyperoside RS., USP Oxybenzone RS., USP Rutin RS., USP Powdered St. John's Wort Extract RS.,Water Content <561>,(blank) | SAC 17025
12779 | St. John's Wort, Powdered by USP36/S2 - Dietary Supplements - pg 1581, 300 g | Absence of Specified Microorganisms <2022>,Botanic Characteristics,Content of Hyperforin (requires Content of Hypericin and Pseudohypericin),Content of Hypericin and Pseudohypericin,Foreign Organic Matter <561>,Heavy Metals <231>,Identification A - Thin-Layer Chromatographic Identification Test,Microbial Enumeration Tests <2021>,Pesticide Residues <561>,Residual Solvents <467> (if required),Total Ash <561>,USP Hyperoside RS., USP Oxybenzone RS., USP Rutin RS., USP Powdered St. John's Wort Extract RS.,Water Content <561>,(blank) | SAC 17025
12780 | Stability Studies | Testing | SAC 17025
12781 | Stannous Chloride Dihydrate by ACS10/S3 - pg 658, 50 g | Assay,Ca, Fe, Pb, K, Na (by ICPMS, not validated),Solubility in Hydrochloric Acid,Sulfate,(blank) | SAC 17025
12782 | Stannous Chloride Dihydrate by EP7/S8 - pg 2980, 30 g | Appearance of Solution (2.2.1 & 2.2.2, II),Assay,CHARACTERS,Heavy Metals,Identification A (requires Solution S1),Identification B,Identification C - Chlorides (2.3.1, a),Iron (2.4.9) (requires Solution S2),Solution S1,Solution S2,Substances not Precipitated by Thioacetamide (requires Solution S2),Sulfates (2.4.13) (requires Solution S1),(blank) | SAC 17025
12783 | Stannous Fluoride by USP36/S2 - pg 5190, 75g | Antimony,Antimony (by ICPMS, not validated),Assay for Fluoride (requires Loss on Drying <731>),Assay for Stannous Ion (requires Loss on Drying <731>),Identification A,Identification B,Identification C,Loss on Drying <731>,pH <791>,Residual Solvents <467> (if required),USP Sodium Fluoride RS.,Water-Insoluble Substances,(blank) | SAC 17025
12784 | Stannous Fluoride Gel by USP36/S2 - pg 5191, 75g | Assay,Identification A,Identification B,Identification C,pH <791>,Residual Solvents <467> (if required),Stannous Ion Content,Tin (by ICPMS, not validated),Total Tin Content,USP Sodium Fluoride RS.,Viscosity <911>,(blank) | SAC 17025
12785 | Starch, Corn by NF31/S2 - pg 2224, 100 g | Identification A,Identification B,Identification C,Limit of Iron,Limit of Oxidizing Substances,Limit of Sulfur Dioxide - Quote only if absolutely needed,Loss on Drying <731>,Microbial Enumeration Tests <61> and Tests for Specified Microorganisms <62>,pH <791>,Residual Solvents <467> (if required),Residue on Ignition <281>,(blank) | SAC 17025
12786 | Starch, Pregelatinised by EP7/S8 - pg 2983, 100 g | CHARACTERS,Cold-Water-Soluble Matter,Foreign Matter,FUNCTIONALITY-RELATED CHARACTERISTICS,Identification A,Identification B,Iron (2.4.9) (requires Sulfated Ash),Loss on Drying (2.2.32),Microbial Contamination (2.6.12 & 2.6.13),Oxidising Substances (2.5.30),Particle-Size Distribution (2.9.38),pH (2.2.3),Powder Flow (2.9.36),Sulfated Ash (2.4.14),sulfur Dioxide (2.5.29),(blank) | SAC 17025
12787 | Starch, Pregelatinized by NF31/S2 - pg 2243, 200 g | Identification,Iron <241> (requires Residue on Ignition <281>),Limit of Sulfur Dioxide,Loss on Drying <731>,Microbial Enumeration Tests <61> and Tests for Specified Microorganisms <62>,Oxidizing Substances,pH <791>,Residual Solvents <467> (if required),Residue on Ignition <281>,(blank) | SAC 17025
12788 | Stearic Acid by EP7/S8 - pg 2989, 25 g | Acidity,Appearance (2.2.2, I),Assay,CHARACTERS,Freezing Point (2.2.18),FUNCTIONALITY-RELATED CHARACTERISTICS,Identification A ,Identification B (2.5.1),Identification C,Iodine Value (2.5.4),Nickel (2.4.31),Particle Size Distribution (2.9.31),Specific Surface Area (2.9.26, I),(blank) | SAC 17025
12789 | Stearic Acid by FCC8/S3- pg 1087, 30 g | Acid Value, Method I,DESCRIPTION,Iodine Value, Method VII,Lead,Residue on Ignition,Saponification Value,Titer,Unsaponifiable Matter,Water,(blank) | SAC 17025
12790 | Stearic Acid by JP16/S1 - pg 1426, 25 g | Acid Value <1.13>,DESCRIPTION,Iodine Value <1.13>,Purity (1) Mineral Acid,Purity (2) Heavy Metals <1.07> 2,Purity (3) Fat and Paraffin,Residue on Ignition <2.44>,(blank) | SAC 17025
12791 | Stearic Acid by NF31/S2 - pg 2248, 100 g | Acidity,Assay,Color of Solution,Freezing Point,Heavy Metals <231> II,Identification A,Identification B - Acid Value,Identification C,Iodine Value <401>,Residual Solvents <467> (if required),Residue on Ignition <281>,USP Stearic Acid RS., USP Palmitic Acid RS.,(blank) | SAC 17025
12792 | Stearic Acid, Purified by NF31/S2 - pg 2249, 75 g | Acid Value <401>,Assay,Congealing Temperature <651>,Heavy Metals <231> II,Iodine Value <401>,Mineral Acid,Neutral Fat or Paraffin,Residual Solvents <467> (if required),Residue on Ignition <281>,USP Palmitic Acid RS., USP Stearic Acid RS.,(blank) | SAC 17025
12793 | Stearyl Alcohol by NF31/S2 - pg 2252, 30 g ***SEE ERRATA*** | Acid Value (Free Fatty Acids) <401>,Assay,Hydroxyl Value <401>,Identification A,Iodine Value <401>,Melting Range or Temperature <741>,Residual Solvents <467> (if required),USP Cetyl Alcohol RS., USP Stearyl Alcohol RS.,(blank) | SAC 17025
12794 | Sterols in Fatty Oils | 2.4.23 | SAC 17025
12795 | Stomata and Stomatal Index | 2.8.3 | SAC 17025
12796 | Streptomycin Sulfate by USP36/S2 - pg 5198, 2 g | Assay,Identification A,Identification B - Sulfate <191>,Loss on Drying <731>,Other Requirements,pH <791>,Residual Solvents <467> (if required),USP Streptomycin Sulfate RS.,(blank) | SAC 17025
12797 | Strong Ammonia Solution | See Ammonia Solution, Strong,(blank) | SAC 17025
12798 | Strontium Chloride Hexahydrate by ACS10/S3 - pg 660, 3 g | Assay,(blank) | SAC 17025
12799 | Sublimed Sulfur by USP | use Sulfur, Sublimed,(blank) | SAC 17025
12800 | Succinic Acid by ACS10/S3 - pg 662, 75 g | Assay,Chloride ,Heavy Metals,Insoluble Matter ,Iron I,Melting Point ,Nitrogen Compounds ,Phosphate I,Residue After Ignition ,Sulfate,(blank) | SAC 17025
12801 | Succinic Acid by NF31/S2 - pg 2253, 10 g | Assay,Heavy Metals <231> I,Identification - Infrared Absorption <197A>,Melting Range or Temperature <741>,Residual Solvents <467> (if required),Residue on Ignition <281>,USP Succinic Acid RS.,(blank) | SAC 17025
12802 | Sucralose by FCC8/S3 - pg 1092, 25 g | Assay (requires Water),DESCRIPTION,Hydrolysis Products,Identification A - Infrared Absorption,Identification B,Identification C,Lead,Lead (by ICPMS, not validated),Methanol,Optical (Specific) Rotation,Related Substances,Residue on Ignition (Sulfated Ash),USP Sucralose RS.,Water,(blank) | SAC 17025
12803 | Sucralose by NF31/S2 - pg 2253, 50 g | Assay (requires Water Determination <921> I),Heavy Metals <231> II,Identification A - Infrared Absorption <197A>,Identification B,Identification C,Limit of Hydrolysis Products,Limit of Methanol,Related Compounds,Residual Solvents <467> (if required),Residue on Ignition <281>,Specific Rotation <781S> (requires Water Determination <921> I),USP Sucralose RS.,Water Determination <921> I,(blank) | SAC 17025
12804 | Sucrose by BP2013 - pg 2110, 400 g | Appearance of Solution (2.2.1) (requires Solution S),Bacterial Endotoxins (2.6.14),CHARACTERS - Appearance,CHARACTERS - Solubility,Colour Value (2.2.25),Conductivity (2.2.38),Dextrins (requires Solution S),EP Sucrose CRS., EP Fructose CRS., EP Glucose CRS., EP Lactose CRS.,Identification A - Infrared Absorption Spectrophotometry (2.2.24),Identification B - Thin-Layer Chromatography (2.2.27),Identification C (requires Solution S),Loss on Drying (2.2.32),Reducing Sugars (requires Solution S),Solution S,Specific Optical Rotation (2.2.7) (requires Loss on Drying),Sulfites (2.2.25),(blank) | SAC 17025
12805 | Sucrose by EP7/S8 - pg 2996, 400 g | Appearance of Solution (2.2.1) (requires Solution S),Bacterial Endotoxins (2.6.14),CHARACTERS - Appearance,CHARACTERS - Solubility,Colour Value (2.2.25),Conductivity (2.2.38),Dextrins (requires Solution S),EP Sucrose CRS., EP Fructose CRS., EP Glucose CRS., EP Lactose CRS.,Identification A - Infrared Absorption Spectrophotometry (2.2.24),Identification B - Thin-Layer Chromatography (2.2.27),Identification C (requires Solution S),Loss on Drying (2.2.32),Reducing Sugars (requires Solution S),Solution S,Specific Optical Rotation (2.2.7) (requires Loss on Drying),Sulfites (2.2.25),(blank) | SAC 17025
12806 | Sucrose by FCC8/S3 - pg 1857, 200 g | Arsenic,Assay,Color,DESCRIPTION,Identification - Optical (Specific) Rotation,Invert Sugar,Lead,Lead (by ICPMS, not validated),Loss on Drying,Optical (Specific) Rotation,Residue on Ignition (Sulfated Ash),USP Lactose Monohydrate RS., USP Dextrose RS., USP Fructose RS.,(blank) | SAC 17025
12807 | Sucrose by JP16/S1 - pg 1430 & 2476, 450 g (* EP & USP harmonized) | Bacterial Endotoxins <4.01>,Conductivity <2.51>*,DESCRIPTION,Dextrins [requires Purity (2) Clarity of Solution],Identification - Infrared Spectrophotometry <2.25>,Loss on Drying <2.41>*,Optical Rotation <2.49>,Purity (1) Color Value <2.24>*,Purity (2) Clarity of Solution*,Purity (3) (ii) Sulfite <2.24>*,Purity (4) Reducing Sugars*,(blank) | SAC 17025
12808 | Sucrose by NF31/S2 - pg 2254, 100 g | Calcium,Chloride <221>,Heavy Metals <231>,Invert Sugar,Residual Solvents <467> (if required),Residue on Ignition <281>,Specific Rotation <781S>,Sulfate <221>,(blank) | SAC 17025
12809 | Sucrose Fatty Acid Esters by FCC8/S3 - pg 1099, 60 g | Acid Value I,Assay,DESCRIPTION,Dimethyl Sulfoxide,Ethyl Acetate, Isobutanol, Methanol, and Methyl Ethyl Ketone,Free Sucrose,Identification A,Identification B,Lead,Lead (by ICPMS, not validated),Residue on Ignition,(blank) | SAC 17025
12810 | Sucrose Starch Spheres by JPE - pg 383, 50 g | Assay,DESCRIPTION,Identification (1),Identification (2),Loss on Drying,(blank) | SAC 17025
12811 | Sufentanil Citrate by USP36/S2 - pg 5205, 15 g | Assay (requires Loss on Drying <731>),Chromatographic Purity,Heavy Metals <231> II,Identification A - Infrared Absorption <197A>,Identification B - Ultraviolet Absorption <197U>,Identification C - Citrate <191>,Identification D,Limit of Acetone,Loss on Drying <731>,Residual Solvents <467> (if required),USP Sufentanil Citrate RS.,(blank) | SAC 17025
12812 | Sugar Spheres by EP7/S8 - pg 3002, 75 g | Assay - Sucrose Content,EP Sucrose CRS., EP Fructose CRS., EP Glucose CRS., EP Lactose CRS.,Fineness (2.9.35),Heavy Metals (2.4.8, C),Identification A (2.2.27),Identification B,Identification C (requires Solution S),Loss on Drying (2.2.32),Microbial Contamination (2.6.12 & 2.6.13),Solution S,Sulfated Ash (2.4.14),(blank) | SAC 17025
12813 | Sugar Spheres by JPE | use Sucrose Starch Spheres,(blank) | SAC 17025
12814 | Sugar Spheres by NF31/S2 - pg 2259, 75 g | Assay - Specific Rotation <781S> (requires Loss on Drying <731>),Heavy Metals <231> II,Identification A,Loss on Drying <731>,Microbial Enumeration Tests <61> and Tests for Specified Microorganisms <62>,Particle Size Distribution Estimation by Analytical Sieving <786>,Residual Solvents <467> (if required),Residue on Ignition <281>,(blank) | SAC 17025
12815 | Sugar, Compressible by BP2013 - pg 2117, 100 g | Assay,Calcium (requires Solution S),CHARACTERISTICS - Solubility,CHARACTERISTICS - Solution S,CHARACTERISTICS - Visual Appearance,Chloride (requires Solution S),Conductivity,EP reference spectrum of compressible sugar (RS 401),Identification A,Identification B,Lead,Lead (by ICP-MS, not validated),Loss on Drying,Sulfate (requires requires Solution S),(blank) | SAC 17025
12816 | Sugar, Compressible by NF31/S2 - pg 2258, 200 g | Assay,Chloride <221>,Heavy Metals <231> (requires Chloride <221>),Identification - Calcium <191> (requires Chloride <221>),Identification A,Loss on Drying <731>,Microbial Enumeration Tests <61> and Tests for Specified Microorganisms <62>,Residual Solvents <467> (if required),Residue on Ignition <281>,Sulfate <221> (requires Chloride <221>),(blank) | SAC 17025
12817 | Sulfacetamide Sodium and Prednisolone Acetate Ophthalmic Ointment by USP36/S2 - pg 5212, quantity depends on concentration | Assay for Prednisolone Acetate,Assay for Sulfacetamide Sodium,Identification,Metal Particles <751>,Minimum fill <755>,Residual Solvents <467> (if required),USP Sulfacetamide Sodium RS., USP Prednisolone Acetate RS.,(blank) | SAC 17025
12818 | Sulfadiazine Sodium by USP36/S2 - pg 5218, 20 g | Assay (requires Loss on Drying <731>),Heavy Metals <231>,Identification A - <197A> and Melting Temperature <741> (see below),Identification A - Melting Temperature <741>,Identification A <197A>,Identification B - Sodium <191>,Loss on Drying <731>,Residual Solvents <467> (if required),Selenium <291>,USP Sulfadiazine RS.,(blank) | SAC 17025
12819 | Sulfamethoxazole by EP7/S8 - pg 3011 15 g | Acidity,Appearance of Solution (2.2.1 & 2.2.2, II),Assay (2.5.8) (requires Loss on Drying),CHARACTERS,EP Sulfamethoxazole CRS., EP Sulfamethoxazole Impurity A CRS., Sulfamethoxazole Impurity F CRS.,Heavy Metals (2.4.8, D),Identification A (2.2.14),Identification B (2.2.24),Identification C (2.2.27),Identification D (2.3.1),Loss on Drying (2.2.32),Related Substances (2.2.29),Sulfated Ash (2.4.14),(blank) | SAC 17025
12820 | Sulfamic Acid by IC | (blank) | SAC 17025
12821 | Sulfated Ash | 2.4.14 | SAC 17025
12822 | Sulfates | 2.4.13 | SAC 17025
12823 | Sulfonamides | <521> | SAC 17025
12824 | Sulfur | (blank) | SAC 17025
12825 | Sulfur Dioxide | 2.5.29 | SAC 17025
12826 | Sulfur, Precipitated by USP36/S2 - pg 5238, 10 g | Assay (Requires Water <921> I),Identification,Other Forms of Sulfur,Reaction,Residual Solvents <467> (if required),Residue on Ignition <281>,Water <921> I,(blank) | SAC 17025
12827 | Sulfur, Sublimed by USP36/S2 - pg 5239, 10 g | Arsenic <211> I,Assay,Identification,Residual Solvents <467> (if required),Residue on Ignition <281>,Solubility in Carbon Disulfide,(blank) | SAC 17025
12828 | Sulfuric Acid by ACS10/S3 - pg 670, 1 L | Ammonium (differential pulse polarography),Appearance,Arsenic ,Assay,Chloride,Color APHA,Heavy Metals I,Iron I,Mercury (by ICPMS, not validated),Nitrate,Residue After Ignition ,Substances Reducing Permanganate,(blank) | SAC 17025
12829 | Sulfuric Acid by EP7/S8 - pg 3019, 100 mL | Appearance of Solution (2.2.1 & 2.2.2, II),Arsenic (2.4.2),Assay,CHARACTERS,Chlorides (2.4.4),Heavy Metals (2.4.8, F),Identification A (2.2.4),Identification B - Sulfates (2.3.1, a),Iron (2.4.9),Nitrates,(blank) | SAC 17025
12830 | Sulfuric Acid by FCC8/S3 - pg 1104, 100 g | Arsenic,Assay,Chloride,DESCRIPTION,Identification - Sulfate,Iron,Lead,Nitrate,Reducing Substances (as SO2),Selenium II,(blank) | SAC 17025
12831 | Sulfuric Acid by NF31/S2 - pg 2260, 150 mL | Arsenic <211>,Assay,Chloride <221>,Heavy Metals <231>,Identification A - Sulfate <191>,Reducing Substances,Residual Solvents <467> (if required),Residue on Ignition <281>,(blank) | SAC 17025
12832 | Sunflower Oil by USP ***SEE ERRATA IN BOOK*** | ADD MONOGRAPH TESTS WHEN NEEDED,(blank) | SAC 17025
12833 | Supercritical Fluid Chromatography | 2.2.45 | SAC 17025
12834 | supplementary Tests - These tests are to be carried out, in whole or in part, only if required by the stated composition of the material.,Absorbance (2.2.25) (requires Solution S1),Acidity or Alkalinity (requires Solution S1),Amides and Stearates (2.2.27) (need more info.),Appearance of Solution S1 (2.2.1 & 2.2.2 II),CHARACTERS,EP Plastic Additive 22 CRS.,Extractable Aluminum (2.2.22, I) (requires Solution S3),Extractable Heavy Metals (2.4.8) (requires Solution S3),Extractable Titanium (2.2.22, I) (requires Solution S3),Extractable Zinc (2.2.23, I) (requires Solution S3),Identification A (2.2.24),Identification B (see specific tests),Identification C,Non-Phenolic Antioxidants (2.2.27) (need more info.),Phenolic Antioxidants (2.2.29) (need more info.),Plastic Additive 22 (2.2.29) (requires Solution S2),Polyolefines - pg 344, 300 g,Reducing Substances (requires Solution S1),Solution S1,Solution S2,Solution S3,Substances Soluble in Hexane,Sulfated Ash (2.4.14) | 3.1.3 | SAC 17025
12835 | Supplementary Tests - These tests are to be carried out, in whole or in part, only if required by the stated composition of the material.,Absorbance (2.2.25) (requires Solution S1),Acidity or Alkalinity (requires Solution S1),Amides and Stearates (2.2.27) (requires Solution S2) (need more info.),Appearance of Solution (2.2.1 & 2.2.2, II) (requires Solution S1),CHARACTERS,Extractable Al, Cr, Ti, V, Zn, Zr (by ICPMS, not validated) (requires Solution S3),Extractable Aluminum (2.2.57) Modified (requires Solution S3),Extractable Chromium (2.2.57) Modified (requires Solution S3),Extractable Heavy Metals (2.4.8, A) (requires Solution S3),Extractable Titanium (2.2.57) Modified (requires Solution S3),Extractable Vanadium (2.2.57) Modified (requires Solution S3),Extractable Zinc (2.2.23, I) (requires Solution S3),Extractable Zirconium (2.2.57) Modified (requires Solution S3),Identification A - Infrared Absorption Spectrophotometry (2.2.24),Identification B (requires Supplementary Tests),Identification C,Non-Phenolic Antioxidants (2.2.27) (requires Solution S2) (need more info.),Phenolic Antioxidants (2.2.29) (requires Solution S2) (need more info.),Polyethylene with Additives for Containers for Parenteral Preparations and for Ophthalmic Preparations - pg 338, 400 g,Reducing Substances (requires Solution S1),Solution S1,Solution S2,Solution S3,Substances Soluble in Hexane (2.1.2),Sulfated Ash (2.4.14) | 3.1.5 | SAC 17025
12836 | Sutures - Needle Attachment | <871> | SAC 17025
12837 | Swelling Index | 2.8.4 | SAC 17025
12838 | Talc by EP7/S8 - pg 4381, 150 g | Acidity or Alkalinity,Aluminum (2.2.23, I) (requires Solution S2),Calcium (2.2.23, I) (requires Solution S2),CHARACTERS,FUNCTIONALITY RELATED CHARACTERISTICS,Identification A - Infrared Absorption Spectrophotometry (2.2.24),Identification B,Identification C - Silicates (2.3.1),Lead (2.2.23, I) (requires Solution S2),Loss on Ignition,Magnesium (2.2.23, I) (requires Solution S2),Microbial Contamination (2.6.12),Particle-Size Distribution (2.9.31),Production - Optical Microscopy,Production A - IR (2.2.24),Production B - X-Ray Diffraction,Solution S1,Solution S2,Specific surface area (2.9.26),Water-Soluble Substances,(blank) | SAC 17025
12839 | Talc by FCC8/S3 - pg 1111, 150 g | Acid-Soluble Substances (as Sulfate),Arsenic,DESCRIPTION,Free Alkali (as NaOH),Identification - Infrared Absorption Spectrum,Identification - X-Ray Diffraction Pattern,Lead,Loss on Drying,Loss on Ignition,Soluble Salts,(blank) | SAC 17025
12840 | Talc by JP16/S1 - pg 1451, 100 g (*Harmonized with EP/USP) | Assay*,DESCRIPTION,Identification <2.25>*,Loss on Ignition <2.43>*,Purity (1) Acidity or Alkalinity*,Purity (2) Acid-Soluble Substances,Purity (3) Water-Soluble Substances,Purity (4) Iron*,Purity (5) Aluminum *,Purity (6) Lead*,Purity (7) Calcium*,Purity (8) Arsenic <1.11>,(blank) | SAC 17025
12841 | Talc by USP36/S2 - pg 5265, 100 g | Absence of Asbestos - Procedure 1 - Infrared Absorption,Absence of Asbestos - Procedure 2,Absence of Asbestos - Procedure 3,Acidity and Alkalinity,Al, Ca, Fe, Pb (by ICPMS, not validated),Assay - Content of Magnesium,Identification A - Infrared Absorption,Identification B,Identification C,Limit of Aluminum,Limit of Aluminum (by ICPMS, not validated),Limit of Calcium,Limit of Calcium (by ICPMS, not validated),Limit of Iron,Limit of Iron by (ICPMS, not validated),Limit of Lead,Limit of Lead (by ICPMS, not validated),Loss on Ignition <733>,Microbial Enumeration Tests <61> and Tests for Specified Microorganisms <62>,Residual Solvents <467> (if required),Water-Soluble Substances,(blank) | SAC 17025
12842 | Tannic Acid by USP36/S2 - pg 5278, 20 g | Arsenic <211> II,Gum or Dextrin,Heavy Metals <231> II,Identification A,Identification B,Loss on Drying <731>,Residual Solvents <467> (if required),Residue on Ignition <281>,Resinous Substances,(blank) | SAC 17025
12843 | Tartaric Acid by NF31/S2 - pg 2263, 35 g | Assay,Heavy Metals <231> II,Identification A - Tartrate <191>,Identification B - Infrared Absorption <197A>,Limit of Oxalate,Loss on Drying <731>,Residual Solvents <467> (if required),Residue on Ignition <281>,Specific Rotation <781S> (requires Loss on Drying <731>),Sulfate <221>,USP Tartaric Acid RS.,(blank) | SAC 17025
12844 | Taurine by JP16/S1 - pg 1457, 25 g | Assay <2.50>,DESCRIPTION - Appearance,DESCRIPTION - pH,DESCRIPTION - Solubility,Identification <2.25>,Loss on Drying <2.41>,Purity (1) Clarity and Color of Solution,Purity (2) Chloride <1.03>,Purity (3) Sulfate <1.14>,Purity (4) Ammonium <1.02>,Purity (5) Heavy Metals <1.07> 1,Purity (6) Iron <1.10> 1A,Purity (7) Related Substances <2.03>,Residue on Ignition <2.44>,(blank) | SAC 17025
12845 | Taurine by USP36/S2 - pg 5279, 20 g | Assay - Nitrogen Determination <461> II (requires Loss on Drying <731>),Chloride <221>,Heavy Metals <231> I,Identification A - Infrared Absorption <197A>,Iron <241>,Loss on Drying <731>,Related Compounds,Residual Solvents <467> (if required),Residue on Ignition <281>,Sulfate <221>,USP Taurine RS.,(blank) | SAC 17025
12846 | Tensile Strength | <881> | SAC 17025
12847 | Terazosin by WCAS | Identification,(blank) | SAC 17025
12848 | Terbinafine Hydrochloride by USP36/S2 - pg 5314, 25 g | Assay (requires Loss on Drying <731>),Identification A - Infrared Absorption <197A>,Identification B - Chloride <191>,Loss on Drying <731>,Organic Impurities,Residual Solvents <467> (if required),Residue on Ignition <281>,USP Terbinafine Hydrochloride RS.,(blank) | SAC 17025
12849 | Tert-Butyl Methyl Ether | See Methyl tert-Butyl Ether by ACS,(blank) | SAC 17025
12850 | Testing of Raw Materials and Active Ingredients | Chemical/Analytical | SAC 17025
12851 | Testosterone by USP36/S2 - pg 5325, 25 g | Assay (requires Loss on Drying <731>),Identification A - Infrared Absorption <197A>,Identification B - Ultraviolet Absorption <197U>,Loss on Drying <731>,Melting Range <741>,Residual Solvents <467> (if required),Specific Rotation <781S> (requires Loss on Drying <731>),USP Testosterone RS.,(blank) | SAC 17025
12852 | Testosterone Cypionate by USP36/S2 - pg 5326, 25 g | Assay (requires Loss on Drying <731>),Free Cyclopentanepropionic Acid,Identification - Infrared Absorption <197A>,Loss on Drying <731>,Melting Range <741>,Residual Solvents <467> (if required),Residue on Ignition <281>,Specific Rotation <781S> (requires Loss on Drying <731>),USP Cholesterol Caprylate RS., USP Testosterone Cypionate RS.,(blank) | SAC 17025
12853 | Testosterone Propionate by USP36/S2 - pg 5328, 25 g | Assay (requires Loss on Drying <731>),Identification A - Infrared Absorption <197A>,Identification B - Ultraviolet Absorption <197U> (requires Loss on Drying <731>),Identification C,Loss on Drying <731>,Melting Range <741>,Residual Solvents <467> (if required),Specific Rotation <781S> (requires Loss on Drying <731>),USP Testosterone Propionate RS.,(blank) | SAC 17025
12854 | Tetracaine by USP36/S2 - pg 5329, 6 g | Assay (requires Loss on Drying <731>),Chromatographic Purity,Identification A - Melting Range or Temperature <741>,Identification B,Loss on Drying <731>,Melting Range <741> I,Residual Solvents <467> (if required),Residue on Ignition <281>,USP Tetracaine Hydrochloride RS.,(blank) | SAC 17025
12855 | Tetracaine Hydrochloride by USP36/S2 - pg 5331, 6 g | Assay (Requires Water <921> I),Chromatographic Purity,Identification A <197U> (requires Water <921> I),Identification B,Identification C - Chloride <191>,Other Requirements,Residual Solvents <467> (if required),Residue on Ignition <281>,USP Endotoxin RS., USP Tetracaine Hydrochloride RS.,Water <921> I,(blank) | SAC 17025
12856 | Tetracycline Hydrochloride by USP36/S2 - pg 5336, 10 g | Assay,Crystallinity <695>,Heavy Metals <231> II,Identification A <197A>,Identification B <197U> (requires Loss on Drying <731>),Identification C,Identification D,Identification E - Tetracyclines <193> II,Identification F - Chloride <191>,Limit of 4-Epianhydrotetracycline,Loss on Drying <731>,Other Requirements,pH <791>,Residual Solvents <467> (if required),Specific Rotation <781> (requires Loss on Drying <731>),USP Tetracycline Hydrochloride RS., USP 4-Epianhydrotetracycline Hydrochloride RS., USP Endotoxin RS.,(blank) | SAC 17025
12857 | Tetrahydrofuran by ACS10/S3 - pg 684, 400 mL | Assay (requires Water II),Color (APHA),GENERAL DESCRIPTION,Peroxide,Residue after Evaporation,Water II,(blank) | SAC 17025
12858 | Tetrahydrozoline Hydrochloride by USP36/S2 - pg 5345, 50 g | Assay (requires Loss on Drying <731>),Heavy Metals <231>,Identification A <197A>,Identification B <197U> (requires Loss on Drying),Identification C - Chloride <191>,Loss on Drying <731>,Ordinary Impurities <466>,Residual Solvents <467> (if required),Residue on Ignition <281>,USP Tetrahydrozoline Hydrochloride RS.,(blank) | SAC 17025
12859 | Thalidomide by USP36/S2 - pg 5346, 35 g | Assay (requires Water <921> Ic),Chromatographic Purity,Heavy Metals <231> II,Identification <197A>,Microbial Enumeration Tests <61> and Tests for Specified Microorganisms <62>,Ordinary Impurities <466>,Residual Solvents <467> (if required),USP Thalidomide RS.,Water <921> Ic,(blank) | SAC 17025
12860 | Theobromine by EP7/S8 - pg 3065, 10 g | Acidity,Assay,CHARACTERS,EP Theobromine CRS.,Heavy Metals (2.4.8, C),Identification A (2.2.24),Identification B,Identification C - Xanthines (2.3.1),Loss on Drying (2.2.32),Related Substances (2.2.27),Sulfated Ash (2.4.14),(blank) | SAC 17025
12861 | Thermogravimetry | 2.2.34 | SAC 17025
12862 | Thiamine Assay | <531> | SAC 17025
12863 | Thiamine Hydrochloride by EP7/S8 - pg 5063, 35 g | Appearance of Solution (2.2.1 & 2.2.2, II) (requires Solution S),Assay (2.2.20) [requires Water (2.5.12)],CHARACTERS,EP Thiamine Hydrochloride CRS., EP Thiamine Impurity E CRS.,Heavy Metals (2.4.8, A) (requires Solution S),Identification A - Infrared Absorption Spectrophotometry (2.2.24),Identification B,Identification C - Chlorides (2.3.1, a),pH (2.2.3) (requires Solution S),Related Substances (2.2.29),Solution S,Sulfated Ash (2.4.14),Sulfates (2.4.13) (requires Solution S),Water (2.5.12),(blank) | SAC 17025
12864 | Thiamine Hydrochloride by FCC8/S3 - pg 1132, 20 g | Assay (requires Water),Color of Solution,DESCRIPTION,Identification - Chloride,Identification - Infrared Absorption,Lead,Lead (by ICPMS, not validated),Nitrate,pH,Residue on Ignition (Sulfated Ash),USP Thiamine Hydrochloride RS.,Water,(blank) | SAC 17025
12865 | Thiamine Hydrochloride by USP36/S2 - pg 5361, 35 g | Absorbance of Solution,Assay (Requires Water <921),Identification A - Infrared Absorption <197A>,Identification B - Chloride <191>,Limit of Nitrate,pH <791>,Related Compounds,Residual Solvents <467> (if required),Residue on Ignition <281>,USP Thiamine Hydrochloride RS.,Water Determination <921> I,(blank) | SAC 17025
12866 | Thiamine Mononitrate by USP36/S2 - pg 5364, 25 g | Assay (requires Loss on Drying <731>),Chloride <221>,Identification A,Identification B,Identification C,Identification D,Loss on Drying <731>,pH <791>,Related Compounds,Residual Solvents <467> (if required),Residue on Ignition <281>,USP Thiamine Hydrochloride RS.,(blank) | SAC 17025
12867 | Thimerosal by USP36/S2 - pg 5368, 5 g | Assay,Ether-Soluble Substances,Identification A <197A>,Identification B,Loss on Drying <731>,Mercury Ions,Readily Carbonizable Substances <271>,Residual Solvents <467> (if required),USP Thimerosal RS.,(blank) | SAC 17025
12868 | Thin-layer Chromatographic Identification Tests | <201> | SAC 17025
12869 | Thin-Layer Chromatography | 2.2.27 | SAC 17025
12870 | Thiosulfate | (blank) | SAC 17025
12871 | Threonine by EP7/S8 - pg 3080, 25 g | Ammonium (2.4.1, B),Appearance of Solution (2.2.1 & 2.2.2, II) (requires Solution S),Assay (requires Loss on Drying),CHARACTERS,Chlorides (2.4.4) (requires Solution S),EP Threonine CRS., EP Proline CRS.,Heavy Metals (2.4.8, C),Identification A (2.2.7) (requires Loss on Drying),Identification B (2.2.24),Identification C (2.2.27),Identification D,Iron (2.4.9),Loss on Drying (2.2.32),Ninhydrin-Positive Substances (2.2.27),pH (2.2.3) (requires Solution S),Solution S,Specific Optical Rotation (2.2.7) (requires Loss on Drying),Sulfated Ash (2.4.14),Sulfates (2.4.13),(blank) | SAC 17025
12872 | Threonine by USP36/S2 - pg 5383, 50 g | Assay (requires Loss on Drying <731>),Chloride <221>,Heavy Metals <231> I,Identification A - Infrared Absorption <197A>,Iron <241>,Loss on Drying <731>,pH <791>,Related Compounds,Residual Solvents <467> (if required),Residue on Ignition <281>,Specific Rotation <781S> (requires Loss on Drying <731>),Sulfate <221>,USP L-Proline RS., USP L-Threonine RS.,(blank) | SAC 17025
12873 | Thyroid by USP36/S2 - pg 5383, 5 g | Assay (requires Loss on Drying <731>),Identification,Limit of Inorganic Iodides,Loss on Drying <731>,Microbial Enumeration Tests <61> and Tests for Specified Microorganisms <62>,Residual Solvents <467> (if required),USP Levothyroxine RS., USP Liothyronine RS.,(blank) | SAC 17025
12874 | Tilmicosin Injection by USP36/S2 - pg 5399, quantitiy depends on concentration | Assay,Bacterial Endotoxins <85>,Content of Propylene Glycol,Identification,Particulate Matter <788>,pH <791>,Residual Solvents <467> (if required),USP Tilmicosin RS.,(blank) | SAC 17025
12875 | Timolol Maleate by EP7/S8 - pg 3095, 35 g | Appearance of Solution (2.2.1 & 2.2.2, II) (requires Solution S),Assay (2.2.20) (requires Loss on Drying (2.2.32)),CHARACTERS,Enantiomeric Purity (2.2.29),EP Timolol Maleate CRS., (R)-Timolol CRS, Timolol for System Suitability CRS.,Identification A (2.2.7),Identification B (2.2.24),Identification C (2.2.27),Identification D,Loss on Drying (2.2.32),pH (2.2.3) (requires Solution S),Related Substances (2.2.27),Solution S,Sulfated Ash (2.4.14),(blank) | SAC 17025
12876 | Timolol Maleate by USP36/S2 - pg 5400, 75 g | Assay (requires Loss on Drying <731>),Chromatographic Purity,Heavy Metals <231> II,Identification A <197A>,Identification B <197U> (requires Loss on Drying <731>),Loss on Drying <731>,pH <791>,Residual Solvents <467> (if required),Residue on Ignition <281>,Specific Rotation <781S> (requires Loss on Drying <731>),USP Timolol Maleate RS.,(blank) | SAC 17025
12877 | Tin Ethyl Etiopurpurin | Water by Karl Fischer,(blank) | SAC 17025
12878 | Tissue Sample Testing (Formaldehyde, copper, etc.) | various | SAC 17025
12879 | Titanium Dioxide by EP7/S8 - pg 4700, 25 g | Acidity or Alkalinity,Antimony (requires Solution S2),Appearance of Solution (2.2.1 & 2.2.2, II) (requires Solution S2),Arsenic (2.4.2, A),Assay,Barium (requires Solution S1),CHARACTERS,FUNCTIONALITY RELATED CHARACTERISTICS,Heavy Metals (2.4.8, A) (requires Solution S1),Identification A,Identification B (requires Solution S2),Identification C (requires Solution S2),Iron (requires Solution S2),Particle-Size Distribution (2.9.31),Solution S1,Solution S2,Water-Soluble Substances,(blank) | SAC 17025
12880 | Titanium Dioxide by USP36/S2 - pg 5405, 40 g | Acid-Soluble Substances,Arsenic <211> I,Assay (requires Loss on Ignition <733> or Loss on Drying <731>),Identification A,Lead, Antimony, Mercury by ICPMS,Loss on Drying <731>,Loss on Ignition <733>,Residual Solvents <467> (if required),Water-Soluble Substances,(blank) | SAC 17025
12881 | Titanium Dioxide Content of Pigments from Whole Paint,(blank) | ASTM D4563-02 | SAC 17025
12882 | Titrimetry | <541> | SAC 17025
12883 | Tobramycin by USP36/S2 - pg 5409, 20 g | Assay,Chromatographic Purity,Heavy Metals <231> II,Identification A,Identification B,Other Requirements,pH <791>,Residual Solvents <467> (if required),Residue on Ignition <281>,USP Endotoxin RS., USP Tobramycin RS.,Water <921> I,(blank) | SAC 17025
12884 | Tocopherols Excipient by NF31/S2 - pg 2264, 10 g | Acidity,Assay,Identification A,Identification B,Residual Solvents <467> (if required),USP Alpha Tocopherol RS.,(blank) | SAC 17025
12885 | Tolazoline Hydrochloride by USP36/S2 - pg 5420, 10 g | Assay (requires Loss on Drying <731>),Chromatographic Purity,Heavy Metals <231> II,Identification A <197A>,Identification B,Loss on Drying <731>,Melting Range <741>,Residual Solvents <467> (if required),Residue on Ignition <281>,USP Tolazoline Hydrochloride RS.,(blank) | SAC 17025
12886 | Toluene by ACS10/S3 - page 699, 500 mL | Assay (requires Water),Color (APHA),GENERAL DESCRIPTION,Residue after Evaporation ,Substances Darkened by Sulfuric Acid,Sulfur Compounds,Ultraviolet Spectrophotometry ,Water II,(blank) | SAC 17025
12887 | Toothpaste | use Stannous Fluoride Gel by USP,(blank) | SAC 17025
12888 | Topiramate per USP36/S2 - pg 5429, 12 g | Assay (requires Water Determination <921> I),Heavy Metals <231> II,Identification A - Infrared Absorption <197A>,Identification B (requires Water Determination <921> I),Limit of Sulfamate and Sulfate,Organic Impurities - Procedure 1 (TLC) <621>,Organic Impurities - Procedure 2 (HPLC) <621>,Organic Impurities - Procedure 3 (HPLC) <621>,Residual Solvents <467> (if required),Residue on Ignition <281>,Specific Rotation <781S>,USP Fructose RS., USP Topiramate RS., USP Topiramate Related Compound A RS.,Water Determination <921> I,(blank) | SAC 17025
12889 | Total Ash | 2.4.16 | SAC 17025
12890 | Total Cholesterol in Oils Rich in Omega-3 Acids | 2.4.32 | SAC 17025
12891 | Total Organic Carbon | <643> | SAC 17025
12892 | Total Organic Carbon in Water for Pharmaceutical Use | 2.2.44 | SAC 17025
12893 | Total Protein - Methods 1-7 | 2.5.33 | SAC 17025
12894 | Trace Metals Analysis | R&D, Consulting and Testing | SAC 17025
12895 | Trace Organic Analysis / Impurity Identification | R&D, Consulting and Testing | SAC 17025
12896 | Tramadol Hydrochloride by EP7/S8 - pg 3118, 10 g | Acidity (requires Solution S),Appearance of Solution (2.2.1 & 2.2.2, II) (requires Solution S),Assay (2.2.20),CHARACTERS,EP Tramadol Hydrochloride CRS., EP Tramadol Impurity A CRS., EP Tramadol Impurity E CRS.,Heavy Metals (2.4.8, A),Identification A (2.2.14),Identification B (2.2.24),Identification C (2.2.27),Identification D - Chlorides (2.3.1, a),Impurity E (2.2.27),Optical Rotation (2.2.7) (requires Solution S),Related Substances (2.2.29),Solution S,Sulfated Ash (2.4.14),Water (2.5.12),(blank) | SAC 17025
12897 | Tranexamic Acid by EP7/S8 - pg 3122, 20 g | Assay,EP Tranexamic Acid CRS.,Halides Expressed as Chlorides (2.4.4),Heavy Metals (2.4.8, A),Identification (2.2.24),Loss on Drying (2.2.32),pH (2.2.3),Related Substances (2.2.29),Sulfated Ash (2.4.14),(blank) | SAC 17025
12898 | Trazodone Hydrochloride by USP36/S2 - pg 5451, 5 g | Assay (requires Loss on Drying <731>),Chromatographic Purity,Identification A <197A>,Identification B,Loss on Drying <731>,Ordinary Impurities <466>,Residual Solvents <467> (if required),Residue on Ignition <281>,USP Trazodone Hydrochloride RS.,(blank) | SAC 17025
12899 | Trehalose by NF31/S2 - pg 2266, 125 g | Assay (requires Water Determination <921> I),Bacterial Endotoxins Test <85>,Chloride <221>,Color and Clarity of Solution,Heavy Metals <231> I,Identification A - Infrared Absorption <197A>,Identification B,Identification C,Microbial Enumeration Tests <61> and Tests for Specified Microorganisms <62>,Nitrogen Content <461> I,pH <791>,Related Substances,Residual Solvents <467> (if required),Residue on Ignition <281>,Soluble Starch,Specific Rotation <781S> (requires Water Determination <921> I),Sulfate <221>,USP Endotoxin RS., USP Glycerin RS., USP Trehalose RS.,Water Determination <921> I,(blank) | SAC 17025
12900 | Trehalose Dihydrate by EP7/S8 - pg 3124, 50 g | Appearance of Solution (2.2.1 & 2.2.2, II) (requires Solution S),Assay [requires Water (2.5.12)],Bacterial Endotoxins (2.6.14),CHARACTERS,Chlorides (2.4.4) (requires Solution S),EP Trehalose Dihydrate CRS.,Heavy Metals (2.4.8, A),Identification A - Infrared Absorption Spectrophotometry (2.2.24),Identification B,Identification C,Microbial Contamination (2.6.12 & 2.6.13),pH (2.2.3) (requires Solution S),Related Substances (2.2.29),Soluble Starch,Solution S,Specific Optical Rotation (2.2.7) [requires Solution S and Water (2.5.12)],Sulfated Ash (2.4.14),Sulfates (2.4.13) (requires Solution S),Water (2.5.12),(blank) | SAC 17025
12901 | Trehalose Hydrate by JP16/S1 - pg 1522, 50 g | Assay <2.01> (requires Water <2.48>),DESCRIPTION,Identification (1),Identification (2),Identification (3) Infrared Spectrophotometry <2.25>,Optical Rotation <2.49>,pH <2.54>,Purity (1) Chloride <1.03>,Purity (2) Sulfate <1.14>,Purity (3) Heavy Metals <1.07> I,Purity (4) Related Substances <2.01>,Purity (5) Dextrin, soluble starch, and sulfite,Purity (6) Nitrogen <1.08>,Residue on Ignition <2.44>,Water <2.48>,(blank) | SAC 17025
12902 | Tretinoin by USP36/S2 - pg 5454, 10 g | Assay (requires Loss on Drying),Heavy Metals <231> II,Identification A <197A>,Identification B <197U> (requires Loss on Drying <731>),Limit of Isotretinoin,Loss on Drying <731>,Residual Solvents <467> (if required),Residue on Ignition <281>,USP Isotretinoin RS., USP Tretinoin RS.,(blank) | SAC 17025
12903 | Triacetin by FCC8/S3 - pg 1158, 75 g | Acidity,Assay,DESCRIPTION,Identification A,Identification B - Acetate,Lead (by ICPMS, not validated),Lead I,Refractive Index,Specific Gravity,Unsaturated Compounds,Water,(blank) | SAC 17025
12904 | Triacetin by USP36/S2 - pg 6055, 75 g | Acidity,Assay (Requires Water <921> I),Identification A <197A>,Identification B - Acetate <191>,Refractive Index <831>,Residual Solvents <467> (if required),Specific Gravity <841>,USP Triacetin RS.,Water <921> I,(blank) | SAC 17025
12905 | Triamcinolone Acetonide by EP7/S8 - pg 4703, 10g | CHARACTERS,EP Triamcinolone Acetonide CRS.,EP Triamcinolone Hexacetonide CRS.,Identification A (2.2.24),Identification B (2.2.27),Identification C (2.2.29),Identification D,Related Substances (2.2.29),Specific Optical Rotation (2.2.7) (requires Water),Water (2.5.12),(blank) | SAC 17025
12906 | Triamcinolone Acetonide by JP16/S1 - pg 1525, 10 g | Assay,DESCRIPTION,Identification (1),Identification (2),Identification (3) Fluoride <1.09>,Identification (4) <2.24>,Identification (5) Infrared Spectrophotometry <2.25>,JP Triamcinolone Acetonide RS,Loss on Drying <2.41>,Optical Rotation <2.49>,Purity (1) Heavy Metals <1.07> 2,Purity (2) Related Substances <2.03>,Residue on Ignition <2.44>,(blank) | SAC 17025
12907 | Triamcinolone Acetonide by USP36/S2 - pg 5457, 10g | Assay (requires Loss on Drying <731>),Chromatographic Purity,Heavy Metals,Identification A <197A>,Identification B <197U>,Loss on Drying <731>,Residual Solvents <467> (if required),Specific Rotation <781S> (requires Loss on Drying <731>),USP Fluoxymesterone RS., USP Triamcinolone Acetonide RS.,(blank) | SAC 17025
12908 | Triamcinolone Diacetate by USP36/S2 - pg 5461, 10 g | Assay (requires Water),Heavy Metals <231> II,Identification A <197A,Identification B <197U> (requires Water),Residual Solvents <467> (if required),Residue on Ignition <281>,Specific Rotation <781S> (requires Water),USP Triamcinolone Diacetate RS.,Water <921> I,(blank) | SAC 17025
12909 | Triamterene by USP36/S2 - pg 5464, 15 g | Assay (requires Loss on Drying <731>),Identification A <197A>,Identification B,Limit of 2,4,6-Triamino-5-Nitrosopyrimidine,Loss on Drying <731>,Ordinary Impurities <466>,Residual Solvents <467> (if required),USP Triamterene RS.,(blank) | SAC 17025
12910 | Tribasic Calcium Phosphate by NF | See Calcium Phosphate, Tribasic,(blank) | SAC 17025
12911 | Tricalcium Phosphate by NF | See Calcium Phosphate, Tribasic,(blank) | SAC 17025
12912 | Trichloroacetate (TCA) | (blank) | SAC 17025
12913 | Trichloroacetic Acid by ACS10/S3 - pg 702, 60 g | Assay,Chloride,Clarity of Solution,Heavy Metals,Insoluble Matter,Iron,Nitrate,Phosphate,Residue After Ignition ,Substances Darkened by Sulfuric Acid,Sulfate,(blank) | SAC 17025
12914 | Triclosan by USP36/S2 - pg 5473, 75 g ***SEE ERRATA*** | Assay (Requires Water <921> I),Completeness of Solution <641>,Heavy Metals <231>II,Identification A <197A>,Identification B,Limit of 1,3,7-trichlorodibenzo-p-dioxan +,Limit of 2,3,7,8-tetrachlorodibenzo-p-dioxin +,Limit of Monochlorophenols and 2,4-Dichlorophenol,Related Compounds,Residual Solvents <467> (if required),Supplies and Standards,USP 2,4-Dichlorophenol RS., USP Parachlorophenol RS., USP Triclosan RS., USP Triclosan Related Compounds Mixture A RS.,Water <921>I,(blank) | SAC 17025
12915 | Triethyl Citrate by FCC8/S3 - pg 1160, 100 g | Acidity (as Citric Acid),Assay (requires Water),DESCRIPTION,Lead,Lead (by ICPMS, not validated),Refractive Index,Specific Gravity,Water,(blank) | SAC 17025
12916 | Triethyl Citrate by NF31/S2 - pg 2269, 200 g | Acidity,Assay (requires Water Determination <921> I),Heavy Metals <231> II,Identification A - Infrared Absorption <197A>,Identification B,Refractive Index <831>,Residual Solvents <467> (if required),Specific Gravity <841>,USP Acetyltriethyl Citrate RS., USP Triethyl Citrate RS.,Water Determination <921> I,(blank) | SAC 17025
12917 | Trifluoroacetic Acid, 99+% by Sigma-Aldrich Specification, 100 mL | Appearance,Color Test,Gas Liquid,Infrared Spectrum,Karl-Fischer Titration,Residue on Evaporation,Titration,UV-Visible Spectrum,(blank) | SAC 17025
12918 | Triglycerides, Medium Chain by NF31/S2 - pg 2270, 100 g | Acid Value (Free Fatty Acids) <401>,Alkaline Impurities,Appearance,Cr, Cu, Pb, Ni, Sn (by ICP-MS, not validated),Fatty Acid Composition <401>,Heavy Metals <231> II,Hydroxyl Value <401>,Identification A,Identification B,Iodine Value <401>,Limit of Chromium,Limit of Copper,Limit of Lead,Limit of Nickel,Limit of Tin,Peroxide Value <401>,Refractive Index <831>,Residual Solvents <467> (if required),Saponification Value <401>,Specific Gravity <841>,Total Ash <561>,Unsaponifiable Matter <401>,Viscosity - Capillary Viscometer Methods <911>,Water <921> I,(blank) | SAC 17025
12919 | Triglycerides, Medium-Chain by EP7/S8 - pg 3138, 100 g | Acid Value (2.5.1),Alkaline Impurities,Appearance (2.2.1 & 2.2.2, I),CHARACTERS,Chromium (2.2.23, II),Composition of Fatty Acids (2.4.22, C),Copper (2.2.23, II),Heavy Metals (2.4.8, D),Hydroxyl Value (2.5.3, A),Identification A - Acid Value (2.5.1),Identification B,Identification C,Identification D (price includes prep from ID A),Iodine Value (2.5.4),Lead (2.2.23, II),Nickel (2.2.23, II),Peroxide Value (2.5.5, A),Refractive Index (2.2.6),Relative Density (2.2.5),Saponification Value (2.5.6),Tin (2.2.23, II),Total Ash (2.4.16),Unsaponifiable Matter (2.5.7),Viscosity (2.2.9),Water (2.5.12),(blank) | SAC 17025
12920 | Trimethoprim by EP7/S8 - pg 3144, 10 g | Appearance of Solution (2.2.2, II),Assay,CHARACTERS,EP Trimethoprim CRS., EP Trimethoprim for System Suitability CRS., EP Trimethoprim Impurity B CRS.,Heavy Metals (2.4.8, C),Identification A (2.2.14),Identification B (2.2.25),Identification C (2.2.24),Identification D,Impurity K (2.2.28),Loss on Drying (2.2.32),Related Substances A (2.2.29),Related Substances B (2.2.29),Sulfated Ash (2.4.14),(blank) | SAC 17025
12921 | Trimethoprim by USP36/S2 - pg 5489, 10 g | Assay (requires Loss on Drying),Chromatography Purity,Identification A <197A>,Identification B (requires Loss on Drying <731>),Loss on Drying <731>,Melting Range <741>,Residual Solvents <467> (if required),Residue on Ignition <281>,USP Trimethoprim RS.,(blank) | SAC 17025
12922 | Tri-n-butyl Phosphate by EP7/S8 - pg 3134 | Related Substances (2.2.28),(blank) | SAC 17025
12923 | Tripelennamine Hydrochloride by USP36/S2 - pg 5493, 5g | Assay,Chromatographic Purity,Identification A - Organic Nitrogenous Bases <181>,Identification B - Chloride <191>,Loss on Drying <731>,Melting Range <741>,Residual Solvents <467> (if required),Residue on Ignition <281>,Sample Preparation for Identification A <181>,USP Tripelennamine Hydrochloride RS,(blank) | SAC 17025
12924 | Tris Base by USP/EP | See Trometamol by EP,See Tromethamine by USP,(blank) | SAC 17025
12925 | TRIS Hydrochloride by Client Test Method, 50 g (BioMarin-supplied, Mallinckrodt Baker specifications & methods on file) | Absorbance of a 1M Solution,Appearance,Arsenic (As) by General Procedure No 15,Assay,Calcium (Ca), Copper (Cu), Iron (Fe), and Magnesium (Mg),Endotoxin Concentration,Identification (by IR),Lead (Pb),Loss on Drying @ 105 Degrees C,Melting Point,pH of a 0.5M Solution @ 25 Degrees C,(blank) | SAC 17025
12926 | Triton X-100 by NF | See Octoxynol 9,(blank) | SAC 17025
12927 | Trolamine by NF31/S2 - pg 2272, 50 mL | Assay (requires Water Determination <921> I),Identification A - Infrared Absorption <197F>,Identification B,Identification C,Refractive Index <831>,Residual Solvents <467> (if required),Residue on Ignition <281>,Specific Gravity <841>,USP Trolamine RS.,Water Determination <921> I,(blank) | SAC 17025
12928 | Trometamol by EP7/S8 - pg 3150, 80 g | Appearance of Solution (2.2.1 & 2.2.2, II) (requires Solution S),Assay [requires Loss on drying (2.2.32)],Bacterial Endotoxins (2.6.14),CHARACTERS,Chlorides (2.4.4) (requires Solution S),EP Trometamol CRS.,Heavy Metals (2.4.8, A),Identification A (2.2.4) (requires Solution S),identification B - Melting Point (2.2.14),Identification C (2.2.24),Identification D ,Iron (2.4.9),Loss on Drying (2.2.32),pH (2.2.3) (requires Solution S),Related Substances (2.2.27),Solution S,Sulfated Ash (2.4.14),(blank) | SAC 17025
12929 | Tromethamine by EP | USE Trometamol,(blank) | SAC 17025
12930 | Tromethamine by USP36/S2 - pg 5501, 50 g | Assay (requires Loss on Drying <731>),Heavy Metals <231> II,Identification A - Infrared Absorption <197A>,Identification B,Identification C,Loss on Drying <731>,Melting Range or Temperature <741>,pH <791>,Residual Solvents <467> (if required),Residue on Ignition <281>,USP Tromethamine RS.,(blank) | SAC 17025
12931 | Tropicamide by EP7/S8 - pg 3151, 15 g | Appearance of Solution (2.2.1 & 2.2.2, II),Assay,CHARACTERS,Chlorides (2.4.4),EP Tropicamide CRS, Tropicamide Impurity C CRS, Tropicamide Impurity D CRS, Tropicamide for Peak Identification CRS.,Identification A (2.2.14),Identification B (2.2.25),Identification C (2.2.24),Identification D (2.2.27),Identification E,Loss on Drying (2.2.32),Optical Rotation (2.2.7),Related Substances (2.2.29),Sulfated Ash (2.4.14),(blank) | SAC 17025
12932 | Tropicamide by USP36/S2 - pg 5502, 10 g | Assay (requires Loss on Drying <731>),Heavy Metals <231> II,Identification A <197A>,Identification B <197U>,Loss on Drying <731>,Melting Range <741>,Residual Solvents <467> (if required),USP Tropicamide RS.,(blank) | SAC 17025
12933 | Tryptophan by EP7/S8 - 3157, 30 g | Ammonium (2.4.1, B),Appearance of Solution (2.2.1 & 2.2.2, II),Assay [requires Loss on drying (2.2.32)],CHARACTERS,Chlorides (2.4.4),EP Tryptophan CRS., EP Tyrosine CRS., EP 1,1'-Ethylidenebistryptophan CRS.,Heavy Metals (2.4.8, D),Identification A [requires Loss on Drying (2.2.32)],Identification B (2.2.24),Identification C,Identification D,Impurity A and Other Related Substances (2.2.29),Iron (2.4.9),Loss on Drying (2.2.32),Ninhydrin-Positive Substances (2.2.27),Specific Optical Rotation (2.2.7) [requires Loss on Drying (2.2.32)],Sulfated Ash (2.4.14),Sulfates (2.4.13),(blank) | SAC 17025
12934 | Tryptophan by USP36/S2 - pg 5507, 50 g | Assay (requires Loss on Drying <731>),Chloride <221>,Heavy Metals <231> II,Identification - Infrared Absorption <197A>,Iron <241>,Loss on Drying <731>,Organic Impurities Procedure 1,Organic Impurities Procedure 2: Limit of Tryptophan Related Compound A,pH <791>,Residual Solvents <467> (if required),Residue on Ignition <281>,Specific Rotation <781S> (requires Loss on Drying <731>),Sulfate <221>,USP L-Tryptophan RS, USP Tryptophan Related Compound A RS, USP Tryptophan Related Compound B RS.,(blank) | SAC 17025
12935 | Tween 20 by NF | See Polysorbate 20,(blank) | SAC 17025
12936 | Tween 80 by NF/EP/FCC/JP | See Polysorbate 80,(blank) | SAC 17025
12937 | Tyloxapol by USP36/S2 - pg 5513, 25 g | Absence of Cationic Detergents,Cloud Point,Free Phenol,Identification A <197A>,Limit of Anionic Detergents,Limit of Ethylene Oxide,Limit of Formaldehyde,pH <791>,Residual Solvents <467> (if required),Residue on Ignition <281>,USP Tyloxapol RS.,(blank) | SAC 17025
12938 | Tyrosine by USP36/S2 - pg 5514, 25 g ***SEE ERRATA*** | Assay (requires Loss on Drying <731>),Chloride <221>,Heavy Metals <231> II,Identification A - Infrared Absorption <197A>,Iron <241>,Loss on Drying <731>,Related Compounds,Residual Solvents <467> (if required),Residue on Ignition <281>,Specific Rotation <781S> (requires Loss on Drying <731>),Sulfate <221>,USP L-Phenylalanine RS., USP L-Tyrosine RS.,(blank) | SAC 17025
12939 | Ubidecarenone by USP36/S2 - Dietary Supplements - pg 1613, 25 g | Assay (Requires Water <921> I),Chromatographic Purity - Procedure 1: Coenzymes Q7,Q8, Q9, Q11, and Related Impurities,Chromatographic Purity - Procedure 2: Ubidecarenone (2Z)-Isomer and Related Impurities ,Heavy Metals <231> II,Identification A - Infrared Absorption <197A>,Identification B,Residual Solvents <467> (if required),Residue on Ignition <281>,USP Ubidecarenone RS., USP Ubidecarenone Related Compound A RS., USP Ubidecarenone for System Suitability RS.,Water Determination <921> I,(blank) | SAC 17025
12940 | Undecylenic Acid by USP36/S2 - pg 5516, 50 g | Assay,Congealing Range <651>,Heavy Metals <231> II,Identification A,Identification B - Melting Range <741>,Iodine Value <401>,Refractive Index <831>,Residual Solvents <467> (if required),Residue on Ignition <281>,Specific Gravity <841>,Water-Soluble Acids,(blank) | SAC 17025
12941 | Uniformity of Dosage Units | <905> | SAC 17025
12942 | Unsaponifiable Matter | 2.5.7 | SAC 17025
12943 | Urea by BP2013 - pg 2306, 45 g | Alkalinity (requires Solution S),Appearance of Solution (2.2.1 & 2.2.2, II) (requires SolutionS),Assay [requires Loss on drying (2.2.32)],Biuret (requires Solution S),CHARACTERS - Appearance,CHARACTERS - Solubility,EP Urea CRS.,Heavy Metals (2.4.8, A) (requires Solution S),Identification A - Melting Point (2.2.14),Identification B - Infrared Absorption Spectrophotometry (2.2.24),Identification C,Identification D,Loss on Drying (2.2.32),Solution S,Sulfated Ash (2.4.14),(blank) | SAC 17025
12944 | Urea by EP7/S8 - pg 3176, 45 g | Alkalinity (requires Solution S),Appearance of Solution (2.2.1 & 2.2.2, II) (requires SolutionS),Assay [requires Loss on drying (2.2.32)],Biuret (requires Solution S),CHARACTERS - Appearance,CHARACTERS - Solubility,EP Urea CRS.,Heavy Metals (2.4.8, A) (requires Solution S),Identification A - Melting Point (2.2.14),Identification B - Infrared Absorption Spectrophotometry (2.2.24),Identification C,Identification D,Loss on Drying (2.2.32),Solution S,Sulfated Ash (2.4.14),(blank) | SAC 17025
12945 | Urea by JP16/S1 - pg 1552, 30 g | Assay - Nitrogen Determination <1.08>,DESCRIPTION,Identification (1),Identification (2),Melting Point <2.60>,Purity (1) Chloride <1.03>,Purity (2) Sulfate <1.14>,Purity (3) Heavy Metals <1.07> 1,Purity (4) Ethanol-Insoluble Substances,Residue on Ignition <2.44>,(blank) | SAC 17025
12946 | Urea by USP36/S2 - pg 5517, 75 g | Alcohol-Insoluble Matter,Assay,Chloride <221>,Heavy Metals <231>,Identification A,Identification B,Melting Range <741>,Other Requirements,Residual Solvents <467> (if required),Residue on Ignition <281>,Sulfate <221>,USP Endotoxin RS.,(blank) | SAC 17025
12947 | Urea C 13 by USP36/S1 - pg 2802, 10 g | Alcohol-Insoluble Matter,Assay,Chloride <221>,Heavy Metals <231>,Identification A,Identification B,Isotopic Purity,Limit of Biuret,Melting Range <741>,Residual Solvents <467> (if required),Residue on Ignition <281>,Sulfate <221>,USP Urea C 13 RS.,(blank) | SAC 17025
12948 | Uridine by USP36/S1 - Reagent Specifications - 2 g | Assay,Melting Range <741>,(blank) | SAC 17025
12949 | Uronic Acids in Polysaccharide Vaccines | 2.5.22 | SAC 17025
12950 | USP 660 glass containers | USP 660 | ISO 17025, GMP/cGMP, GLP
12951 | USP Limit Tests | (blank) | SAC 17025
12952 | USP Monograph Testing: | (blank) | SAC 17025
12953 | USP Physical Tests and Determinations | (blank) | SAC 17025
12954 | Validation of Compendial Procedures | <1225> | SAC 17025
12955 | Valine by EP7/S8 - pg 3188, 25 g | Ammonium (2.4.1, B),Appearance of Solution (2.2.1 & 2.2.2, II) (requires Solution S),Assay (requires Loss on Drying),CHARACTERS,Chlorides (2.4.4) (requires Solution S),EP Valine CRS., EP Phenylalanine CRS.,Heavy Metals (2.4.8, D),Identification A (2.2.7) [requires Loss on Drying (2.2.32)],Identification B - Infrared Absorbtion (2.2.24),Identification C (2.2.27),Iron (2.4.9),Loss on Drying (2.2.32),Ninhydrin-Positive Substances (2.2.27),Solution S,Specific Optical Rotation (2.2.7) [requires Loss on Drying (2.2.32)],Sulfated Ash (2.4.14),Sulfates (2.4.13),(blank) | SAC 17025
12956 | Valine by USP36/S2 - pg 5531, 50 g | Assay (requires Loss on Drying <731>),Chloride <221>,Heavy Metals <231> I,Identification A - Infrared Absorption <197A>,Iron <241>,Loss on Drying <731>,pH <791>,Related Compounds,Residual Solvents <467> (if required),Residue on Ignition <281>,Specific Rotation <781S> (requires Loss on Drying <731>),Sulfate <221>,USP L-Phenylalanine RS., USP L-Valine RS.,(blank) | SAC 17025
12957 | Valproic Acid by USP36/S2 - pg 6056, 15 g | Assay,Heavy Metals <231> II,Identification A <197F>,Identification B,Organic Impurities,Residual Solvents <467> (if required),Residue on Ignition <281>,USP Valproic Acid RS, Valproic Acid Related Compound A RS, USP Valproic Acid Related Compound B RS,Water Determination <921> I,(blank) | SAC 17025
12958 | Various In-House Specialty Methods | , 100 ppm limit in total, Aluminum Alloys < 0.4 wt%, Copper Alloys < 4 wt%, Solder < 1000 ppm, Steel <0.35 wt%, Asbestos, Azo Compounds, Cadmium < 5 ppm, Cadmium < 5 ppm (plastics, rubber, paints, and inks), Chlorinated Paraffins, Chromium < 5 ppm (Hexavalent Chromium ran if total limit above 100 ppm), Formaldehyde, Hexavalent Chromium < 5 ppm, Lead < 100 ppm (plastics, paints, and inks), Lead < 30 ppm, Mercury < 5 ppm, Organic Tin Compounds, Other Brominated Organic Compounds, Other Chlorinated Organic Compounds, PCBs, Polybrominated Biphenyls (PBB), Polybrominated Diphenylethers (PBDE), Polychlorinated Naphthalenes, Polyvinyl Chloride (PVC) and PVC Blends, Plastics - Any two of Cd, Pb, Hg, Plastics - Cd, Pb, Hg, Plastics, etc - Cd, Cr, Pb, Hg, Plastics, etc - Pb, Hg, Cd, Cr, Br, $20 Flame test followed by $300 - $500 for FT-IR (if it burns, suggesting an organic) and then either XRF or NMR, 1,2,3-Trichloropropane (TCP), 1,4-Dioxane, 10-19 samples, 20-29 samples, 281.848.0270, 30 or more at one time, Ammonia by EPA 350.2, Any other matrix would require method development - ask Samina, Bromine, Chlorine, and Fluorine by Combustion/IC, C,H,N by Combustion, Calcium Assay by ICP-OES (if needed), Calcium Assay by Titration (if needed), Cr(VI) Limit = 0.1%, Cr(VI) by IC (see note above), Cyanide by EPA 335.2, Determination of Available Formaldehyde in Germall II & 115 by Derivatization, Diethylene glycol, Environmental Samples - LC (EPA 8315A), EPA 1666 (DI) - Methyl Cellosolve, Diethylamine, Triethylamine, EPA 1671 (GC-FID), EPA 524.2/1666 - All other compounds, Ethylene glycol, Extractable Chloride & Bromide by Ion Chromatography, Fluoride by ISE, Formaldehyde by ISO 14184-1 by DNPH Derivatization & LC, Formaldehyde by ISO 14184-1 by UV/Vis, Free Formaldehyde by Quantitative 13C-NMR Spectroscopy, GCMS, GC-MS, GCMS (EPA 556), Hexavalent Chromium, Hexavalent Chromium by IC, Hexylene glycol, ICPMS Metals - Pb, Cd, Hg (add total Cr at no extra cost), In, Sc, Tb by ICP-MS, Iodine by ICP-MS, Iodine in Kelp or Seaweed by FCC, kevin.elliott@exova.com, LC (EPA 1667), LCMS, LC-MS - Infusion (SOP 5570, Rev 4), LC-MS - Run through column, Mercury by CV/AFS, Mercury by ICP-OES (ONLY if specifically requested), Metals by ICP-MS - Sb, As, Be, Cd, Cr, Co, Pb, Ni, Mn, Hg, Bi, Sn, Mo, Metals Screen, NDMA, Non-Environmental Samples - LC (SOP 4010, Rev 8), Other Materials -, Packaging Materials - < 100 ppm total, Pb, Hg, Cd, Cr, Br Limits - Pb = 0.1%, Hg = 0.1%, Cd = 0.01% (These are maximum concentrations), Perchlorate, Polybrominated Biphenyls (PBB): Limit = 0.1% and Polybrominated Diphenyl Ethers (PBDE): Limit = 0.1%, PolyBrominated Diphenyl Ethers (PBDEs), Prep, Propylene glycol, Protein Hydrolysis - DON'T QUOTE WITHOUT GOING OVER WITH MIKE, Silicon by XRF, Soil or other solids - with EPA 3060A digestion, Sulfur by ICP-MS, Total by Combustion/IC, USP Titration (Formaldehyde Solution), Water, Waters - Selenite and Selenate only, Waters - Selenite, Selenate, and Selenocyanate, XRF,1,1-Dimethylhydrazine by GC-TSD,1,2,3-Trichloropropane (1,2,3-TCP) Drinking Water-0.005ug/L,1,4-Dioxane by Headspace/GC-MS,1-Methyl-2-Pyrrolidone,2,4-D (Dichlorophenoxyacetic Acid) by EPA 8151A,2-Amino-1-Methyl-6-Phenylimidazo[4,5-b]pyridine - refer to Mike, we don't do,2-Diethylaminoethanol by GC-TSD,2-Ethoxyethanol by GC-FID,2-Methoxyethanol by GC-FID,2-Methylaziridine - CAS [77-55-8] (aka Propyleneimine),4-Chlorobenzotrifluoride by P&T/GC-MS,4-MEI (see 4-Methylimidazole),4-Methoxyphenol by GC-MS (MeHQ),4-Methyl-1-Cyclohexanemethanol -- CAS [34885-03-5],4-Methylimidazole - CAS [822-36-6] - by GC-FID,4-Methylimidazole (4-MEI) - CAS [822-36-6] - by LC-MS/MS,Acetaminophen by LC,Acetonytrile by GC or GC-MS,acid) by USP,Acrylamide and Acrylic acid by LC,Acrylamide by Isotope-Dilution GC-MS/SIM per SOP 5240, Rev 3,Acrylonitrile by GC-MS (SOP 5030, Rev 6),Albuterol in Inhalers by GC-MS,Alcohol in Wines by AOAC 983.13, GC,Alcohols by GC-FID (SOP 3220, Rev 5),Alcohols by GC-MS,Amdro by LC,Amino Acids by GC-MS - DON'T QUOTE WITHOUT GOING OVER WITH MIKE,Aminomethyl Phosphonic Acid (AMPA) by LC per SOP 4110, Rev 3 ,Aminopterin by LC-MS/MS,Ammonium by ISE (Ammonia as Nitrogen by SM 4500-NH3C),Ammonium Polysulfide (never tried),AMPA - See Glyphosate,Amphetamine by GC-MS,Anisole by GC-FID,Anthrax - refer to Coffe Laboratories,Argon by GC-TCD,Aristolochic Acid I by LC-MS/MS per SOP 5530, Rev 1 (FDA specifies reporting "I"),Aristolochic Acid II by LC-MS/MS (check with Mike first),Atorvastatin by HPLC,Azide by IC per SOP 4150, Rev 6,Barban by HPLC,Benzalkonium Chloride (BAK) by LC-MS,Benzethonium Chloride by LC-MS,Benzo(a)pyrene by GC-MS/SIM,Benzo-a-pyrene by LC,Benzotriazole by GC-TSD or GC-MS,Benzoyl Peroxide by HPLC,BHA (see Butylated Hydroxyanisole),BHT (see Butylated Hydroxytoluene),Bifenthrin (Brigade pyrethroid insecticide) by GC-ECD,Biotin by HPLC,Biphenyl - CAS [92-54-4] & Diphenyl Oxide by GC-MS,Bisphenol A by SOP 5290, Rev 1,Biuret,Boron Isotope Ratio (WE CANNOT DO!),Bromine, Total by Combustion/IC,Butyl Cellosolve by GC-FID,Butylated Hydroxyanisole (BHA) by GC-MS,Butylated Hydroxytoluene (BHT) by GC-MS,Butyltins by GC-FPD,C,H,N by Elemental Analysis (see Carbon, Hydrogen...),C1-C9 Hydrocarbons by GC-FID in Air or Gas (NOT Fuels!),Caffeine by GC-TSD,Calcium Pantothenate by HPLC (not USP/EP assay),Capsaicin by GC-MS,Carbamates - We no longer do soils or waters, not on DOHS list. (01-27-13 LA),Carbendazim by HPLC,Carbon - Walkley Black,Carbon Dioxide by GC-TCD,Carbon Monoxide (Low Level) by GC-TCD,Carbon Monoxide by GC-TCD,Carbon, Hydrogen and Nitrogen by Combustion per SOP 5900, Rev 3,Catechins by LC-MS,Catechol by GC-FID or LC-MS/MS,Chloramphenicol by LC-MS,Chlorhexidine by HPLC-UV,Chlorine, Total by Combustion/IC,Chlorogenic Acid by LC-MS,Chlorophyll A,Cholesterol by GC-FID,Chondroitin Sulfate in Supplement Products,Cipramil - see Citalopram,Citalopram in blood by LC,Cocaine by GC-MS,Coenzyme Q10 (aka Ubidecarenone) by HPLC,CONEG Metals,Corrosion Expert - Kevin Elliott at Houston Exova,Creosote by GC-MS,Cyanide by IC-PAD ,Cyanide, Total by Distillation/Colorimetry,Cyanocobalamine by HPLC (not USP/EP assay),Cyanuric Acid by LC-MS,Cyclohexylamine by GC-TSD,Cypermethrin by GC,DEA - probably Diethanolamine but ASK,DEHA in plastics by GC-MS (can be ran with DEHP),DEHP in plastics by GC-MS (can be ran with DEHA),Deuterium,DHA - (Docosahexaenoic acid) by GC-FID SEE DHA & EPA,DHA (Docosahexaenoic acid) and EPA (Eicosapentaenoic ,Di(2-ethylhexyl)phthalate - see DEHP,Diacetone Alcohol by GC-MS,di-Acetone Alcohol by GC-MS - see Diacetone Alcohol,Dichloroacetic Acid (DCA) by GC-FID,Didecyldimethylammonium chloride (wood treatment),Diethanolamine by GC-TSD (better DLs by LC-MS),Diethanolamine by LC-MS/MS,Diethylene Glycol - see Glycols,Digitoxin by LC,Dimethyl Sulfone in supplements by GC-MS,Dimethyl Sulfoxide by GC-MS,Dimethylformamide,Diphenyl Oxide & Biphenyl by GC-MS,Diquat Dibromide by IC per SOP 4120 (RETIRED!),Dithiothreitol by HPLC,d-Limonene by GC-MS,DMAc (see N,N-Dimethylacetamide),DMF - see Dimethylformamide,DMSO - see Dimethyl Sulfoxide,Docosahexaenoic acid - see DHA and EPA,DOP - see DEHP,EDC in Collagen by LC-MS/MS,EDTA and Nitrilotriacetic Acid by LC,EDTA by LC,Eicosapentaenoic acid - see EPA,Electrospray Mass Spectrometry by SOP 5570, Rev 3,Elemental - C,H,N,Emergent Chemicals,Endothall by EPA 548.1,Ephedra Alkaloids by GC-MS ,Epichlorohydrin by GC or GC-MS,Estradiol & Estriol by LC,Estriol & Estradiol by LC,Ethanol in Ginseng by GC,Ethyl Methanesulfonate by GCMS/SIM,Ethylene Chlorohydrin,Ethylene Glycol - see Glycols,Ethylene Glycol and Ethylene Chlorohydrin,Ethylene Oxide (ETO) by GC,Ethylene Oxide (ETO) by GC - AAMI Guidelines,Ethylene Oxide by SOP 3240, Rev 6,Ethylenediaminetetraacetic acid - see EDTA,Fatty Acids on Med.-Chain Triglycerides by GC-FID,Ferrous and Ferric Iron by SM 3500-FeD,Fipronil by LC - 3 sample minimum (method filed),Fixed Gases by GC-TCD,Flame Test,Flash Point by SOP 8281, Rev 1,Fluoride by ISE,Fluorine, Total by Combustion/ISE,Fluridone by GC-ECD,Formaldehyde,Formalin (is a 37% solution of formaldehyde in water),GHS Conversion Service,Glucosamine/Glucosamine Hydrochloride (other salt forms also),Glycerin by GC-FID (same as Glycerol),Glycerol by GC-FID (same as Glycerin),Glycols (all or single) by GC-FID,Glyoxal (a.k.a. Oxaldehyde) DNPH derivatization/HPLC,Glyphosate, AMPA (degradation product) by LC-MS/MS,GPC Cleanup,HCHO - see Formaldehyde,Heavy Metals by ICP-MS - Pb, Hg, Bi, As, Sb, Sn, Cd, Ag, Cu, Mo by ICP-MS,HEPES by HPLC,Hexachlorobenzene (HCB) by GC-ECD,Hexamethylene Diisocyanate by HPLC-UV,Hexavalent Chromium,Hydrazine by IC-PAD,Hydrazine by LC - 3 sample minimum Hydrazine in plating solution, 6 sample min, $2400.,Hydrazoic Acid,Hydrogen Peroxide in Water,Hydrogen Sulfide in Water,Hydroquinone by HPLC,Hydroxylamine by IC-DC Amperometry in water,Hypochlorite in Water by Titration,Identification by FT-IR/ATR,Imidazole - CAS [288-32-4],Indole & Skatole by GC-FID,Ink by UV/Vis Spectrophotometry,Iodine,Iodomethane by GC-MS,Ipratropium by HPLC,Isocyanates by GC-MS,Isoflavin by LC, ppm levels,Isoproterenol.HCl by LC ,Juglone (see Naphthoquinones),Kepone by GC-ECD,Langelier Index,Lawsone (see Naphthoquinones),L-Carnitine by Cation-Exchange Chromatography,Lead Isotope Ratio,Lidocaine by HPLC (Est. DL = 1-2 ppm or 20 ug/wipe),Lipitor by HPLC,Lovastatin by LC-MS/MS (SOP 5550, Rev 2),Lowry Assay (Soluble Protein) by Sigma Technical Bulletin,Lutein,Lycopene,Lyrica,Malachite Green by LC-MS ,MBDC Testing Requirements - Limits are 5 ppm per element/anion.,MCHM - See 4-Methyl-1-Cyclohexanemethanol,MEA - probably monoethanolamine but ASK,MEHQ (p-Methoxyphenol, Hydroquinone Methylether) by HPLC,Melamine Analogs (Ammeline & Ammelide),Melamine by LC-MS/MS,Menthol by GCMS,Mercaptans by GC-HECD,Metabisulfite by IC - $900 first sample, $300 each additional,Metacetaldehyde (see Metaldehyde),Metaldehyde by EPA 8315A ,Metam Sodium (Vapam),Methamphetamine by GC-MS,Methane by GC-FID/TCD in Air or Gas (NOT Fuels!),Methanol,Methoprene - CAS [40596-69-8],Methyl Acrylate by GC-MS,Methyl Iodide by GC-MS,Methyl Mercury by LC/ICP-MS,Methyl Methacrylate by GC/FID,Methylamine - CAS [74-89-5] in Water,Methylhydrazine by GC-TSD,Methylsulfonylmethane (see Dimethyl Sulfone in supplements by GC-MS),Minerals Panel (see Supplements),Molecular Weight Verification,Monacolin K - see Lovastatin,Monoethanolamine by GC-TSD (better DL by LCMS),Monoethanolamine by LC-MS,Monomethylamine (see Methylamine),Monomethylhydrazine,Morphine by GC-MS,Morpholine by GC-TSD,MSDS Authoring/Conversion to SDS Service,N,N-Dimethylacetamide by GC-FID - CAS [127-19-5],Naphthoquinones by GC-MS,NDELA (n-Nitrosodiethanolamine),NDMA to 1 ppb by GC-MS - 8270 (WCAS),NDMA to 1 ppt (N-nitrosodimethylamine),N-Ethyl-N'-(Dimethylaminopropyl)carbodiimide,Neurontin,Nicotine by GC-MS,Nitalapram - see Citalopram,Nitrilotriacetic Acid by LC,Nitrogen by GC-TCD,NMP - see 1-Methyl-2-Pyrrolidone,N-nitrosodimethylamine (see NDMA),Olefin Content in Oil by NMR,Organic Acids Screen by IC,Organic Lead by GC/ICP-MS - TML and TEL,Organotins,Oxaldehyde - see Glyoxal,Oxidation-Reduction Potential (Redox Potential),Oxygen by GC-TCD,Oxytetracycline by LC-MS/MS to <2 ppb,Oxytetracycline by LC-MS/MS to 2 ppb,Ozone by IC - OSHA ID-214,Pantothenic Acid - Vitamin B5,Papain by AOAC 971.16,para-Aminophenol by LC-MS/MS or GC-MS,Parabens by GCMS,para-Chloroaniline by GC-MS,para-Chlorobenzenesulfonic Acid by IC,para-Chlorobenzenesulfonic Acid by IC-MS/MS per SOP 5520, Rev 3,Parachlorobenzotrifluoride (see 4-Chlorobenzotrifluoride),para-Chlorobenzotrifluoride (see 4-Chlorobenzotrifluoride),Paraffin by IR,Paraquat by IC per SOP 4120 (RETIRED!),Parr Bomb Combustion Prep,PBDE's (Polybrominated Diphenyl Ethers),PCBs in Fish Oil,pCBSA - see para-Chlorobenzenesulfonic Acid,pCBTF (see 4-Chlorobenzotrifluoride),PCNB - see Pentachloronitrobenzene,Pendimethalin by GC-ECD,Pentachloronitrobenzene (PCNB) by GC-ECD,Pentachlorophenol by GC-MS,Perchlorate by IC per SOP 4170, Rev 2 - Environmental Samples Only (water/soil),Perchlorate by IC-MS/MS per SOP 5510 - Environmental Samples Only (water/soil),Perchlorate by IC-MS/MS per SOP 5510 - Non Environmental Samples,Perfluorooctanesulfonic Acid (see PFOS),Perfluorooctanoic Acid (see PFOA),Permanent Gases by GC-TCD,Pesticide Screen by GC-MS per SOP 5180, Rev 2,PFOA by LC-MS,PFOS by LC-MS,Pharmaceutical Waste Water Testing,Phenol Red (aka Phenolsulfonphthalein Sodium),Phenoxy Alcohols by GC-MS,PHIP - refer to Mike,, we can't do.,Phosgene - CAS [75-44-5] NO!,Phosphorus, Total by Combustion/IC,Phthalates by LC-MS/MS,Phthalates, DEHP and others (SOP 5290, Rev 3),Picric Acid by HPLC,Plumbagin (see Naphthoquinones),Polychlorinated Naphthalenes by GC-MS,Polyethylene Glycol by GC, ppm levels,Polymerization, Degree of,Polysorbate 20 by LC-MS (SOP 5580 Rev 1),Polysorbate 80 - See Tween 80,Pregabalin,Propyleneimine - CAS [77-55-8] (aka 2-Methylaziridine ),Pyridine on a polymer (might not work, ppm level, head space),Pyrocatechol by LC-MS/MS,Quercetin by HPLC,Quintozene - see Pentrachloronitrobenzene (PCNB),Rabon,REACh (More information in Prod tab),Redox Potential by SM 2580B,Residual Solvents Screen by GC-MS SOP 5220,Resorcinol, CAS [108-46-3],Rodex - see Warfarin,RoHS (Restriction of Hazardous Substances - EU),Rotenone by EPA 635,Round-Up - see Glyphosate,SDS (A/K/A MSDS) Authoring Service,Selenium Speciation,Selenium, Total by Combustion/ICPMS,Selenocysteine by LC/ICP-MS,Selenomethionine by LC/ICP-MS,Semivolatile Organics Screen by GC-MS,Silicone (Total) as PDMS by Derivitzation/GC-FID,Simethicone in Water by GC-MS,Skatole & Indole by GC-FID,Sodium Azide - Azide by IC,Sodium Lauryl Sulfate (SDS),Solvents, Residual - in pharmaceuticals & similar matrices,SONY Testing,Sorbitol by HPLC ,Soxhlet Extraction by EPA Method 3540C,Strychnine by HPLC,Sugars analysis by IC-PAD (3 sample min),Sulfites in Foods by AOAC 990.28,Sulfur by ICP-MS,Sulfur, Total by Combustion/IC (recommend ICPMS instead),Supplement Formulation (Always ask for their requirements),Synephrine by GC-MS,Tannin and Lignin by SM 5550B,TDCPP - See Tris(1,3-Dichloro-2-Propyl) Phosphate,TEA - probably Triethanolamine but ASK,Tebuthiuron,Terazosin, identification,Termidor - see Fipronil,Tetrabromobisphenol A by GC-ECD,Tetramethylammonium Hydroxide - CAS [75-59-2],Theobromine by GC (similar to Caffeine, found in cocoa),Thioacetamide, CAS [62-55-5],Thiourea by LC-MS/MS in Wastewater,Thujone in Absinthe liquor,Tobacco-Specific Nitrosamines (TSNA's) in Tobacco-Cessation Products (Nicorette) by LC-MS/MS,Tolyltriazole by GC-FID,Triazines by GC-TSD (EPA 619),Tributyltin,Tricine (Assay) in Stannous Tricine by HPLC,Triclopyr,Triclosan by GC-MS,Triethanolamine by GC-TSD (better DL by LC-MS),Triethanolamine by LC-MS,Triethylamine,Tri-n-butyl Phosphate by GC-TSD,Triphenyl Phosphate by GC-NPD or GC-MS,TRIS by LC, DL of 20 naniMolar,Tris(1,3-Dichloro-2-Propyl) Phosphate (TDCPP) by Soxhlet Extraction/GC-MS,Triton X-100 by LC-MS,Tropolone by GC,TSNA's (see Tobacco-Specific Nitrosamines),Tween 20 (see Polysorbate 20),Tween 80 by LC-MS (SOP 5540),Tween 80 by Spectrophotometry,Tween 80 by Titration - down to 0.01%,UDMH - see 1,1-Dimethylhydrazine,Unknown Identification,Urea by test kit,Vitamin B5 - see Pantothenic Acid,Volatile Hydrocarbons (C1-C9) by GC-FID in Air or Gas (NOT Fuels!),Volatile Organics Screen by GC-MS,Volatile Sulfur Gases by GC-HECD,Warfarin (Rodenticide, aka Rodex) in Water or Saw Palmetto,We MUST receive the structure and what the sample is soluble in.,White Phosphorus (P4) by EPA 7580 (GC-NPD),Xanthate,(blank) | SAC 17025
12959 | Vegetable Oil, Hydrogenated by NF31/S2 - pg 2274, 250 g | Acid Value <401>,DEFINITION - Heavy Metals <231> II,DEFINITION - Iodine Value <401> II,DEFINITION - Melting Range or Temperature <741> Class II,DEFINITION - Saponification Value <401>,Loss on Drying <731>,Residual Solvents <467> (if required),Unsaponifiable Matter <401>,(blank) | SAC 17025
12960 | Veltol by FCC | See Maltol,(blank) | SAC 17025
12961 | Verapamil Hydrochloride by EP7/S8 - pg 3477, 20 g | Appearance of Solution (2.2.1 & 2.2.2, II) (requires Solution S),Assay [requires Loss on drying (2.2.32)],CHARACTERS,EP Verapamil Hydrochloride CRS., EP Verapamil Impurity I CRS., EP Verapamil Impurity M CRS.,Heavy Metals (2.4.8, C),Identification A (2.2.25),Identification B (2.2.24),Identification C (2.2.27),Identification D - Chlorides (2.3.1, b),Loss on Drying (2.2.32),Optical Rotation (2.2.7) (requires Solution S),pH (2.2.3) (requires Solution S),Related Substances (2.2.29),Solution S,Sulfated Ash (2.4.14),(blank) | SAC 17025
12962 | Verapamil Hydrochloride by USP36/S2 - pg 5556, 10 g | Assay (requires Loss on Drying <731>),Chromatographic Purity,Identification A <197A>,Identification B,Identification C - Chlorides <191>,Loss on Drying <731>,Melting Range <741>,pH <791>,Residual Solvents <467> (if required),Residue on Ignition <281>,USP Verapamil Hydrochloride RS., USP Verapamil Related Compound B RS.,(blank) | SAC 17025
12963 | Verification of Compendial Procedures | <1226> | SAC 17025
12964 | Vincristine Sulfate by USP36/S2 - pg 5569, 500 mg ***SEE ERRATA*** | Assay (requires Loss on Drying <891>),Identification A - Infrared Absorption <197A>,Identification B - Sulfate <191>,Loss on Drying <891>,Organic Impurities,pH <791>,Residual Solvents <467> (if required),USP Vincristine Sulfate RS., USP Vinblastine Sulfate RS, USP Vincristine Sulfate (Assay) RS,(blank) | SAC 17025
12965 | Vinyl Chloride Standard,Absorbance of Solution S2 (2.2.25),Appearance of Solution S1 (2.2.1 & 2.2.2 II),Assay,CHARACTERS,Extractable Heavy Metals (2.4.8),Extractable Zinc by ICPMS (not validated),Identification,Materials Based on Non-plasticised poly(vinyl chloride) for Containers for Dry Dosage Forms for Oral Administration,Non Tin-stabilized Materials,Sample Preparation,Solution S1,Solution S2,Solution S3,Sulfated Ash (2.4.14),Tin-stabilized Materials,Vinyl Chloride | 3.1.11 | SAC 17025
12966 | Viscosity | <911> | SAC 17025
12967 | Viscosity | 2.2.8 | SAC 17025
12968 | Vitamin A by FCC8/S3 - pg 1181, 5 g | Absorbance Ratio,Assay for Other Forms of Vitamin A,Assay for Vitamin A Ester (Acetate or Palmitate),DESCRIPTION,Identification A,Identification B - Thin-Layer Chromatography,Lead,Lead (by ICPMS, not validated),USP Vitamin A RS.,(blank) | SAC 17025
12969 | Vitamin A by USP36/S2 - pg 5575, 5 g | Absorbance Ratio,Identification A - Color Reaction with Anitmony III,Identification B - Thin-Layer Chromatographic Identification Test (requires USP Vitamin A RS.),Residual Solvents <467> (if required),USP Vitamin A RS.,Vitamin A Assay <571>,(blank) | SAC 17025
12970 | Vitamin B12 by USP | use Cyanocobalamin,(blank) | SAC 17025
12971 | Vitamin E by EP | USE alpha-Tocopherol,(blank) | SAC 17025
12972 | Vitamin E by USP36/S2 - pg 5579, 5 g ***SEE ERRATA*** | Acidity,Assay - Alpha Tocopherol,Assay - Alpha Tocopheryl Acetate,Assay - Alpha Tocopheryl Acid Succinate,Identification A,Identification B - Optical Rotation <781> (requires Assay for Alpha Tocopherol),Identification C,Identification Test Solution (required for Identification A and Identification B),Residual Solvents <467> (if required),USP Alpha Tocopherol RS., USP Alpha Tocopheryl Acetate RS., USP Alpha Tocopheryl Acid Succinate RS.,(blank) | SAC 17025
12973 | Vitamin E Polyethylene Glycol Succinate by NF31/S2 - pg 2274, 50 g | Acid Value,Content of Alpha Tocopherol,Identification A - Gas Chromatographic Identification Test,Residual Solvents <467> (if required),Solubility in Water,Specific Rotation <781>,USP Alpha Tocopherol RS,(blank) | SAC 17025
12974 | Vitamin E Preparation by USP36/S2 - pg 5582, 5 g | Acidity,Assay - Alpha Tocopherol,Assay - Alpha Tocopheryl Acetate,Assay - Alpha Tocopheryl Acid Succinate,Identification A,Identification B - Optical Rotation <781> (requires Assay for Alpha Tocopherol),Identification C,Identification Test Solution (required for Identification A, B, & C),Residual Solvents <467> (if required),USP Alpha Tocopherol RS., USP Alpha Tocopheryl Acetate RS., USP Alpha Tocopheryl Acid Succinate RS.,(blank) | SAC 17025
12975 | Volatile Alcohols in Water by Direct Aqueous-Injection GC,(blank) | ASTM D3695-95 | SAC 17025
12976 | Volatile N-Nitrosamine Levels in Rubber Nipples on Pacifiers,(blank) | ASTM F1313-90 | SAC 17025
12977 | Water by JP16/S1 - pg 1572, 250 mL (Purity only) | Purity - Ammonium <1.02>,Water meets the quality standards of water supplies under article 4 of the Water Supply Law (the Ministry of Health, Labour, and Welfare Ministerial Ordinance No. 101, May 30, 2003, and also meets the following requirement.,(blank) | SAC 17025
12978 | Water Conductivity | <645> | SAC 17025
12979 | Water for Injection by JP16/S1 - pg 1572, 1 L | Bacterial Endotoxins <4.01>,Conductivity <2.51>,DESCRIPTION,Purity <2.59>,(blank) | SAC 17025
12980 | Water for Injection by USP36/S2 - pg 5589, 500 mL | Bacterial Endotoxins <85>,Residual Solvents <467> (if required), USP 1,4-Benzoquinone RS., USP Endotoxin RS., USP Sucrose RS.,Water Conductivity, Bulk Water <645>,(blank) | SAC 17025
12981 | Water for Injection, Sterile by JP13 - pg 930 (for Baxter) - THERE IS A 16TH EDITION | Ammonium,(blank) | SAC 17025
12982 | Water for Injection, Sterile by USP36/S2 - pg 6067, 1 L | Bacterial Endotoxins <85>,Oxidizable Substances,Particulate Matter in Injections <788>,Residual Solvents <467> (if required), USP Endotoxin RS.,Water Conductivity, Sterile Water <645>,(blank) | SAC 17025
12983 | Water for Injections by EP7/S8 - pg 3219, 2 L | Aluminum (2.4.17),Bacterial Endotoxins (2.6.14),CHARACTERS,Conductivity,Microbial Monitoring,Nitrates,Total Organic Carbon (2.2.44),(blank) | SAC 17025
12984 | Water for Injections, Sterilised by EP7/S8 - pg 3221, 2 L | Acidity or Alkalinity,Aluminum (2.4.17),Ammonium,Bacterial Endotoxins (2.6.14),Calcium and Magnesium,Chlorides (2.4.4),Conductivity,Examination,Nitrates,Oxidisable Substances,Particulate Contamination: Sub-Visible Particles (2.9.19),Residue on Evaporation,Sterility (2.6.1),Sulfates,(blank) | SAC 17025
12985 | Water for Irrigation, Sterile by USP36/S2 - pg 6068, 500 mL | Bacterial Endotoxins <85>,Oxidizable Substances,Residual Solvents <467> (if required),USP Endotoxin RS.,Water Conductivity, Sterile Water <645>,(blank) | SAC 17025
12986 | Water in Essential Oils | 2.8.5 | SAC 17025
12987 | Water in Medicinal Gases | 2.5.28 | SAC 17025
12988 | Water, Purified by EP7/S8 - pg 3224, 2 L | Aluminum (2.4.17),Bacterial Endotoxins (2.6.14),CHARACTERS,Conductivity,Heavy Metals (2.4.8, A),Microbiological Monitoring,Nitrates,Oxidisable Substances,Total Organic Carbon (2.2.44),(blank) | SAC 17025
12989 | Water, Purified by USP36/S2 - pg 5591, 500 mL | Residual Solvents <467> (if required),USP 1,4-Benzoquinone RS., USP Sucrose RS.,Water Conductivity, Bulk Water <645>,(blank) | SAC 17025
12990 | Water, Purified, in Containers by EP7/S8 - pg 3226, 2 L | Acidity or Alkalinity,Ammonium,Calcium and Magnesium,CHARACTERS,Chlorides,Microbial Contamination (2.6.12),Oxidisable Substances,Residue on Evaporation,Sulfates,(blank) | SAC 17025
12991 | Water, Reagent by ACS10/S3 - pg 716, 10 L | Chloride, Nitrate, Phosphate, and Sulfate,GENERAL DESCRIPTION,Heavy Metals - pg 36, I,Liquid Chromatography Suitability,Silicate,Specific Conductance,Substances Reducing Permanganate,Ultraviolet Spectrophotometry,(blank) | SAC 17025
12992 | Water, Sterile Purified by USP36/S2 - pg 6067, 500 mL | Oxidizable Substances,Residual Solvents <467> (if required),Total Organic Carbon, Sterile Water <643>,Water Conductivity, Sterile Water <645>,(blank) | SAC 17025
12993 | Water: Micro Determination | 2.5.32 | SAC 17025
12994 | Wax, Carnauba by NF | See Carnauba Wax,(blank) | SAC 17025
12995 | Witch Hazel by USP36/S2 - pg 5593, 500 mL | Alcohol Content <611> I,Limit of Tannins,Nonvolatile Residue,pH <791>,Residual Solvents <467> (if required),Specific Gravity <841>,(blank) | SAC 17025
12996 | Wool Alcohols by EP7/S8 - pg 4391, 50 g | Acid Value (2.5.1),Alkalinity,Appearance of Solution (2.2.1),Assay (2.2.28),CHARACTERS,EP Pregnenolone Isobutyrate CRS., EP Cholesterol CRS.,Hydroxyl Value (2.5.3, A),Identification,Loss on Drying (2.2.32),Melting Point (2.2.15),Peroxide Value (2.5.5, A),Saponification Value (2.5.6),Total Ash (2.4.16),Water-Absorption Capacity,(blank) | SAC 17025
12997 | Xanthan Gum by NF31/S2 - pg 2278, 40 g | Arsenic <211> II,Ash,Assay (requires Loss on Drying <731>),Heavy Metals <231> II,Identification A,Lead <251>,Limit of Isopropyl Alcohol,Loss on Drying <731>,Microbial Enumeration Tests <61> and Tests for Specified Microorganisms <62>,Pyruvic Acid,Residual Solvents <467> (if required),Rotational Rheometer Methods <912>,(blank) | SAC 17025
12998 | Xylenes by ACS10/S3 - pg 719, 400 mL | Assay (requires Water),Color (APHA),GENERAL DESCRIPTION,Residue after Evaporation,Substances Darkened by Sulfuric Acid,Sulfur Compounds,Water (by Volumetric-KF, not validated),Water (Page 31, Method 2),(blank) | SAC 17025
12999 | Xylitol by NF31/S2 - pg 2279, 25 g | Assay (requires Water Determination <921> I),Heavy Metals <231>,Identification A - Infrared Absorption <197A>,Identification B,Limit of Other Polyols,Reducing Sugars,Residual Solvents <467> (if required),Residue on Ignition <281>,USP L-Arabinitol RS., USP Galactitol RS., USP Mannitol RS., USP Sorbitol RS., USP Xylitol RS.,Water Determination <921> I,(blank) | SAC 17025
13000 | Yellow Wax by NF31/S2 - pg 2277, 15 g | Acid Value (Free Fatty Acids) <401>,Ester Value <401> (Requires Acid Value),Fats or Fatty Acids, Japan Wax, Rosin and Soap,Melting Range or Temperature <741> II,Residual Solvents <467> (if required),Saponification Cloud Test,(blank) | SAC 17025
13001 | Zein by NF31/S12- pg 2280, 40 g | Heavy Metals <231> II,Identification A,Identification B,Identification C - SDS-Polyacrylamide Gel Electrophoresis ,Limit of Hexane-Soluble Matter,Loss on Drying <731>,Microbial Enumeration Tests <61> and Tests for Specified Microorganisms <62>,Protein Content (requires Loss on Drying <731>),Residual Solvents <467> (if required),Residue on Ignition <281>,(blank) | SAC 17025
13002 | Zinc - can not do, offer ICPMS | <591> | SAC 17025
13003 | Zinc Acetate by USP36/S2 - pg 5620, 75 g | Alkalies and Alkaline Earths,Arsenic <211> I,Assay,Chloride <221>,Identification A - Zinc <191>,Identification B - Acetate <191>,Insoluble Matter,Lead <251>,pH <791>,Residual Solvents <467> (if required),Sulfate <221>,(blank) | SAC 17025
13004 | Zinc Carbonate by USP36/S2 - pg 5620, 75 g | Assay,Chloride <221>,Identification A - Zinc <191>,Insoluble Matter,Iron <241>,Lead (by ICPMS, not validated),Lead <851>,Residual Solvents <467> (if required),Substances Not Precipitated by Ammonium Sulfide,Sulfate,(blank) | SAC 17025
13005 | Zinc Chloride by ACS10/S3 - pg 724, 75 g | Ammonium,Assay,Ca, Fe, Pb, Mg, P, Na (by ICPMS, not validated),Calcium, Iron, Lead, Magnesium, Potassium, and Sodium,GENERAL DESCRIPTION,Insoluble Matter,Nitrate I,Oxychloride,Sulfate I,(blank) | SAC 17025
13006 | Zinc Chloride by EP7/S8 - pg 3254, 50 g | Aluminum, Calcium, Heavy Metals, Iron, Magnesium (2.2.1 & 2.2.2, II) (requires Solution S),Ammonium (2.4.1) (requires Solution S),Assay,CHARACTERS,Identification A - Chlorides (2.3.1, a),Identification B - Zinc (2.3.1) (requires Solution S),Oxychlorides (2.2.1),pH (2.2.3),Solution S,Sulfates (2.4.13) (requires Solution S),(blank) | SAC 17025
13007 | Zinc Chloride by USP36/S2 - pg 5621, 50 g | Alkalies and Alkaline Earths,Assay,Identification A - Zinc <191>,Identification B - Chloride <191>,Lead <251>,Limit of Ammonium Salts,Limit of Oxychloride,Residual Solvents <467> (if required),Sulfate <221>,(blank) | SAC 17025
13008 | Zinc Gluconate by USP36/S2 - pg 5622, 50 g ***SEE ERRATA*** | Arsenic <211> I,Assay (requires Water <921> Ib),Cadmium and Lead (by ICPMS, not validated),Chloride <221>,Identification A - Zinc <191>,Identification B - Thin-Layer Chromatography,Limit of Cadmium,Limit of Lead,pH <791>,Reducing Substances,Residual Solvents <467> (if required),Sulfate <221>,USP Potassium Gluconate RS.,Water Determination <921> Ib,(blank) | SAC 17025
13009 | Zinc L-Aspartate | Low Level Arsenic (using ICPMS),Mercury (using ICPMS),Powder Fineness <811>,(blank) | SAC 17025
13010 | Zinc Oxide by EP7/S8 - pg 3255, 10 g | Alkalinity,Arsenic (2.4.2),Assay (2.5.11),Cadmium (2.2.23, II),Carbonates and Substances Insoluble in Acids (2.2.1 & 2.2.2, II),CHARACTERS,Identification A,Identification B - Zinc (2.3.1),Iron (2.4.9),Lead (2.2.23, II),Loss on Ignition,(blank) | SAC 17025
13011 | Zinc Oxide by USP36/S2 - pg 5625, 50 g | Alkalinity,Arsenic <211> I,Assay,Carbonate and Color of Solution,Identification A,Identification B - Zinc <191>,Iron and Other Heavy Metals,Lead,Loss on Ignition <733>,Residual Solvents <467> (if required),(blank) | SAC 17025
13012 | Zinc Stearate by USP36/S2 - pg 5627, 100 g | Alkalies and Alkaline Earths,Arsenic <211> I,Assay,Identification A - Zinc <191>,Identification B - Congealing Temperature <651>,Lead <251>,Residual Solvents <467> (if required),(blank) | SAC 17025
13013 | Zinc Sulfate by USP36/S2 - pg 5628, 10 g | Acidity,Alkalies and Alkaline Earths,Arsenic <211> I,Assay,Identification A - Zinc <191>,Identification B - Sulfate <191>,Limit of Lead <251>,Residual Solvents <467> (if required),(blank) | SAC 17025
13014 | Zinc Sulfate Heptahydrate by EP7/S8 - pg 3257, 10 g | Appearance of Solution (2.2.1 & 2.2.2, II) (requires Solution S),Assay,CHARACTERS,Chlorides (2.4.4) (requires Solution S),Identification A - Sulfates (2.3.1) (requires Solution S),Identification B - Zinc (2.3.1) (requires Solution S),Identification C,Iron (2.4.9),pH (2.2.3) (requires Solution S),Solution S,(blank) | SAC 17025
13015 | Zinc Undecylenate by USP36/S2 - pg 5631, 20 g | Alkalies and Alkaline Earths,Assay (requires Loss on Drying <731>),Identification A,Identification B (requires Identification A),Identification C,Loss on Drying <731>,Residual Solvents <467> (if required),(blank) | SAC 17025
13016 | Zincon by ACS10/S3 - pg 729, 1 g | Clarity of Solution,GENERAL DESCRIPTION,Suitability for Complexometric Titration,(blank) | SAC 17025
13017 | Zolpidem Tartrate by EP7/S8 - pg 3260, 10 g | Appearance of Solution (2.2.1 & 2.2.2, II),Assay (requires Water (2.5.12)),CHARACTERS,EP Zolpidem Tartrate CRS., EP Zolpidem Impurity A CRS., EP Flunitrazepam CRS.,Identification A (2.2.24),Identification B (2.2.27),Identification C - Tartrates (2.3.1),Related Substances (2.2.29),Sulfated Ash (2.4.14),Water (2.5.12),(blank) | SAC 17025
13018 | Thermal Analysis | <891> | SAC 17025
13019 | Dimensional Equipment Calibration - Length | According to Customer/Manufacturer specification | N/A
13020 | Mechanical Equipment Calibration - Force | According to Customer/Manufacturer specification | N/A
13021 | Intergranular Corrosion (IGA/IGO/IGC) | ASTM A262, Practice A, B, C, E; ASTM G28 | ISO 17025 DAC & GAC
13022 | Pitting and Crevice Corrosion Testing | ASTM G48 Method A | ISO 17025 DAC & GAC
13023 | Test Methods for Detecting Detrimental Intermetallic Phase in Duplex Austenitic/Ferritic Stainless Steels | ASTM A923 | ISO 17025 DAC & GAC
13024 | Gas Calibration Standards |  | n/a
13025 | Gravametric Calibration Standards |  | n/a
13026 | Natural Gas Blends |  | n/a
13027 | Natural Gas Liquid Blends |  | n/a
13028 | Refinery Gas Mixtures |  | n/a
13029 | Fire Point of Chemical Resins (Open Cup Method) *See Limitations* |  | n/a
13030 | Pure Gases |  | n/a
13031 | Specialtiy Gas Equipment |  | n/a
13032 | Alcohol Composition (Ethanol, Propanol, Methanol) |  | n/a
13033 | API Gravity (Specific Gravity, Density) | ASTM D287 | n/a
13034 | Asphaltene |  | n/a
13035 | ASTM Distillation of Petroleum Products at Atmospheric Pressure (batch distillation, distillates, distillation, laboratory distillation) | ASTM D86 | n/a
13036 | Basic Sediment and Water Testing - BS&W |  | n/a
13037 | BTEX Analysis (Extended Analysis for Natural Gas Mixture, C12+ analysis, C10 + Analysis, BTEX, Benzene, Toluene, Xylene, Greenhouse Gas Emmisions, LDEQ Certified, State Certified) | GPA 2286 | n/a
13038 | Condensate Analysis | GPA 2177-Modified, GPA 2103 | n/a
13039 | Condensate Capillary | GPA 2186-Modified, GPA 2103 | n/a
13040 | Condenstate BTEX | GPA 2186-Modified, GPA 2103 | n/a
13041 | Copper Strip Corrosion by Liquefied Petroleum (LP) Gases | ASTM D1838 | n/a
13042 | Flash Gas |  | n/a
13043 | Flash Point of Petroleum Products | ASTM D93 | n/a
13044 | Gas Capillary Analysis (Extended Analysis for Natural Gas Mixture, C12+ analysis, C10 + Analysis, LDEQ Certified, State Certified) | GPA 2286 | n/a
13045 | Gas Extended Analysis (Extended Analysis for Natural Gas Mixture, C12+ analysis, C10 + Analysis, LDEQ Certified, State Certified) | GPA 2286 | n/a
13046 | H2O - Stain Tube (Moisture Content of Gases) |  | n/a
13047 | H2S - Stain Tube (Gas Testing) | GPA 2377, ASTM D4810 | n/a
13048 | Helium Content of Gases | GPA 2261, ASTM D1945 | n/a
13049 | Hydrocarbon Dew Point Calculation |  | n/a
13050 | Hydrogen Content of Gases | GPA 2261, ASTM D1945 | n/a
13051 | Karl Fisher Analysis on Gas Samples (Water Content, Contained water) |  | n/a
13052 | Kinematic Viscosity of Transparent and Opaque Liquids (the Calculation of Dynamic Viscosity) | ASTM D445 | n/a
13053 | Natural Gas Analysis (includes component analysis, analysis for natural Gas and simliar gaseous mixtures by Gas Chromatophraphy, BTU Analysis, Methane composition, C6 + Gas Analysis, Natural Gas) | GPA 2261, ASTM D1945 | n/a
13054 | Olefin Gas Analysis (Propylene, Ethylene, Butylene) |  | n/a
13055 | Olefin Liquid Analysis |  | n/a
13056 | Oxygen Content of Gases |  | n/a
13057 | Parafin Content |  | n/a
13058 | Plant Product Analysis (Plant Product, Regular Liquid Analysis, Component Liquid Analysis, Y-Grade Mixture, Natural Gas Liqud, NGL) | GPA 2177, ASTM D2597 | n/a
13059 | Plant Product BTEX (Extended Analysis for Natural Gas Liquid Mixture, C12+ analysis, C10 + Analysis, BTEX, Benzene, Toluene, Xylene) | GPA 2186 | n/a
13060 | Plant Product Capillary (Extended Analysis for Natural Gas Liquid Mixture, C12+ analysis, C10 + Analysis) | GPA 2186 | n/a
13061 | Plant Product Extended (Extended Analysis for Natural Gas Liquid Mixture, C12+ analysis, C10 + Analysis) | GPA 2186 | n/a
13062 | Pour Point of Petroleum Products | ASTM D97 | n/a
13063 | Reid Vapor Pressure of Petroleum Products | ASTM D323 | n/a
13064 | Salt in Crude |  | n/a
13065 | Shrink Analysis |  | n/a
13066 | Sulfur Speciaition - Gas Testing (Determination of Specific Sulfur Compounds, H2S, Hydrogen Sulfide) | GPA 2199, ASTM D5504 | n/a
13067 | Sulfur Speciaition (Determination of Specific Sulfur Compounds, H2S, Hydrogen Sulfide) | GPA 2199, ASTM D5623 | n/a
13068 | Sulfur-in-Oil analysis (Petroleum) | ASTM D4294 | n/a
13069 | Total Sulfur Content of Gas Samples(Determination of Specific Sulfur Compounds, H2S, Hydrogen Sulfide) | GPA 2199, ASTM D5504 | n/a
13070 | Total sulfur in oil analysis | ASTM D4294, ISO 8754 | n/a
13071 | Electromagnetic compatibility of multimedia equipment - Immunity requirements | CISPR 35 (2016) | ISO 17025
13072 | [ETSI EN 301 489-29 V2.1.1 (2016-12)] ElectroMagnetic Compatibility (EMC) standard for radio equipment and services; Part 29: Specific conditions for Medical Data Service Devices (MEDS) operating in the 401 MHz to 402 MHz and 405 MHz to 406 MHz bands; Harmonised Standard covering the essential requirements of article 3.1(b) of Directive 2014/53/EU | ETSI EN 301 489-29 V2.2.1 (2019-04) | ISO 17025
13073 | 4G LTE Testing and Certification - FCC and ISED Equipment |  | n/a
13074 | Assessment of electronic and electrical equipment related to human exposure restrictions for electromagnetic fields (0 Hz to 300 GHz) | EN IEC 62311 (2020) | ISO 17025
13075 | Electromagnetic compatibility - (EMC) - Sound and television broadcast receivers and associated equipment - Immunity characteristics - Limits and methods of measurement | CISPR 20 (2006) +A1 (2013) | ISO 17025
13076 | Electromagnetic compatibility (EMC) - American National Standard of Procedures for Compliance Testing of Unlicensed Wireless Devices | ANSI C63.10-2013 | ISO 17025
13077 | Electromagnetic compatibility (EMC) - Fixed Wireless Access Equipment Operating in the Band 953-960 MHz | RSS-194, Issue 1 (October 2007) | ISO 17025
13078 | Electromagnetic compatibility (EMC) - Generic standards - Emission standard for industrial environments | IEC 61000-6-4 (2006-07): Part 6.4 | ISO 17025
13079 | Electromagnetic compatibility (EMC) - Household appliances, electric tools and similar apparatus - Part 1: Emission | EN 55014-1 (2006) +A1 (2009) +A2 (2011); IEC/CISPR 14-1, Ed. 5.0 (2005) + A1 (2008) + A2 (2011) | ISO 17025
13080 | Electromagnetic compatibility (EMC) - IMT cellular networks;Harmonized EN covering the essential requirements of article 3.2 of the R&TTE Directive;Part 2: CDMA Direct Spread (UTRA FDD) User Equipment (UE) | ETSI EN 301 908-2 V6.2.1 (2013-04) | ISO 17025
13081 | Electromagnetic compatibility (EMC) - Limits for harmonic current emissions (equipment input current <=16 A per phase); Part 3.2 | IEC 61000-3-2, Ed. 3.0 (2005) +A1 (2008) +A2 (2009); EN 61000-3-2:2006 + A1:2009 + A2:2009; EN 61000-3-2 (2006); EN 61000-3-2 (2014); IEC 61000-3-2 Ed. 3.2 (2009); IEC 61000-3-2, Ed. 4.0 (2014-05) | ISO 17025
13082 | Electromagnetic compatibility (EMC) - Particular requirements. Test configurations, operational conditions and performance criteria for EMC unprotected application | EN 61326-2-1 (2006-05) | ISO 17025
13083 | Electromagnetic compatibility (EMC) - Product family standard for audio, video, audio-visual and entertainment lighting control apparatus for professional use | EN 55103-1 (2009) + A1 (2012) | ISO 17025
13084 | Electromagnetic compatibility (EMC) - Radiated Emissions, Electric Field, 10 kHz to 18 GHz | MIL-STD-461E, RE102; MIL-STD-461F, RE102 | ISO 17025
13085 | Electromagnetic compatibility (EMC) - Radiated Emissions, Magnetic Field, 30 Hz to 100 kHz | MIL-STD-461E, RE101; MIL-STD-461F, RE101 | ISO 17025
13086 | Electromagnetic compatibility (EMC) - Radio equipment and systems - Short range devices - Limits and methods of measurement | AS/NZS 4268 (2012); AS/NZS 4268 (2012) + A1 (2013) | ISO 17025
13087 | Electromagnetic compatibility (EMC) - Radio spectrum Matters; EMC standard for radio equipment and services; | ETSI EN 301 489-3 v1.4.1 (2002-08): Part 3; ETSI EN 301 489-5 v1.3.1 (2002-08): Part 5; ETSI EN 301 489-8 v1.2.1 (2002-08):Part 8 | ISO 17025
13088 | Electromagnetic compatibility (EMC) - Technical Specification for Cellular Mobile Terminal | IDA TS CMT Issue 1, June 2011 | ISO 17025
13089 | Electromagnetic compatibility (EMC) - Testing and measurement techniques - Electrostatic discharge immunity test | IEC 61000-4-2, Ed. 2.0 (2008-12): Part 4-2; IEC 61000-4-3, Ed. 3.0 (2006-02) + A1 (2007) + A2 (2010): Part 4.3 | ISO 17025
13090 | Electromagnetic compatibility (EMC) - Testing and Measurement Techniques - Variation of Power Frequency, Immunity Test | IEC 61000-4-28, Edition 1.1 (2002-07): Part 4.28 | ISO 17025
13091 | Electromagnetic compatibility (EMC) - Testing and measurement techniques - Voltage dips, short interruptions and voltage variations immunity tests | IEC 61000-4-11, Ed. 2 (2004-03) & EN 61000-4-11 | ISO 17025
13092 | Electromagnetic compatibility (EMC) - White Space Devices (WSDs) | RSS-222, Issue 1 (February 2015) | ISO 17025
13093 | Electromagnetic compatibility (EMC) - (ERM); Radio equipment in the frequency range 9 kHz to 315 kHz for Ultra Low Power Active Medical Implants (ULP-AMI) and accessories; Part 2: Harmonized EN covering essential requirements of article 3.2 of the R&TTE Directive | ETSI EN 302 195-2 V1.1.1 (2004-03) | ISO 17025
13094 | Electromagnetic compatibility (EMC) - 1.6/2.4 GHz Satellite Personal Communications Networks (S-PCN) Mobile Earth Stations (MESs) Technical Requirements and Type Approval Guidelines | IS 2019-0 (September 9, 1998); IS 2019-0 (May 9, 2012) | ISO 17025
13095 | Electromagnetic compatibility (EMC) - 2 GHz Licence-Exempt Personal Communications Services (LE-PCS) Devices | RSS-213, Issue 3 (March 2015) | ISO 17025
13096 | Electromagnetic compatibility (EMC) - 2 GHz Personal Communications Services | RSS-133, Issue 6 (Janauary 2013); RSS-133, Issue 6 (January 2013) | ISO 17025
13097 | Electromagnetic compatibility (EMC) - 2.4GHz Radio-frequency Telecommunications Terminal Equipment Technical Specification | RTTE01 (2007) | ISO 17025
13098 | Electromagnetic compatibility (EMC) - AC Wire Carrier Current Devices (Unintentional Radiators) | ICES-006 Issue 2 (2009) | ISO 17025
13099 | Electromagnetic compatibility (EMC) - Advanced Wireless Services Equipment Operating in the Bands 1710-1755 MHz and 2110-2180 MHz | RSS-139, Isssue 2 (February 2009); RSS-139, Issue 3 (July 2015) | ISO 17025
13100 | Electromagnetic compatibility (EMC) - Agreement of VCCI Council - Technical Requirements: V-3/2012.04 (including radiated disturbance above 1 GHz) | Agreement of VCCI V-3 (2012.04); Agreement of VCCI V-3 (2013.04); Agreement of VCCI V-3 (2014.04); Agreement of VCCI V-3 (2015.04) | ISO 17025
13101 | Electromagnetic compatibility (EMC) - American National Standard for Testing Unlicensed Wireless Devices | ANSI C63.10-2009 | ISO 17025
13102 | Electromagnetic compatibility (EMC) - American National Standard Methods of Measurement of the Electromagnetic and Operational Compatibility of Unlicensed Personal Communications Services (UPCS) Devices | IEEE C63.17 (2013) | ISO 17025
13103 | Electromagnetic compatibility (EMC) - Base Stations, Repeaters and User Equipment for IMT-2000 Third-Generation cellular networks | ETSI EN 301 908-1 V5.2.1 (2011-05):Part 1; EN 301 908-1 V6.2.1 (2013-04):Part 1; ETSI EN 301 908-2 V5.2.1 (2011-07):Part 2; ETSI EN 301 908-11 V5.2.1 (2011-07):Part 11; ETSI EN 301 908-13 V4.2.1 (2010-03):Part 13 | ISO 17025
13104 | Electromagnetic compatibility (EMC) - Broadband Radio Access Networks (BRAN); 5 GHz high performance RLAN; Harmonized EN covering the essential requirements of article 3.2 of the R&TTE Directive | ETSI EN 301 893 V1.7.1 (2012-06); ETSI EN 301 893, V1.8.1 (2015-03) | ISO 17025
13105 | Electromagnetic compatibility (EMC) - Cellular Telephones Employing New Technologies Operating in the Bands 824 - 849 MHz and 869 - 894 MHz | RSS-132, Issue 3 (January 2013) | ISO 17025
13106 | Electromagnetic compatibility (EMC) - COMPLIANCE MEASUREMENT PROCEDURES FOR UNLICENSED-NATIONAL INFORMATION INFRASTRUCTURE DEVICES OPERATING IN THE 5250-5350 MHz AND 5470-5725 MHz BANDS INCORPORATING DYNAMIC FREQUENCY SELECTION | FCC KDB 905462 (May 15, 2015); FCC KDB 905462 (April 8, 2016) | ISO 17025
13107 | Electromagnetic compatibility (EMC) - Conducted Emissions, Power Leads | MIL-STD-461E, CE101: 30 Hz to 10 kHz; MIL-STD-461E, CE102:10 kHz to 10 MHz | ISO 17025
13108 | Electromagnetic compatibility (EMC) - Conducted Emissions, Voltage Flicker | IEC/EN 61000-3-3 (1995) + A1 (2001) + A2 (2005) | ISO 17025
13109 | Electromagnetic compatibility (EMC) - Conducted Susceptibility, Bulk Cable Injection | MIL-STD-461E, CS114:10 kHz to 200 MHz; MIL-STD-461E, CS115: Impulse Excitation | ISO 17025
13110 | Electromagnetic compatibility (EMC) - Conducted Susceptibility, Damped Sinusoidal Transients, Cables and Power Leads | MIL-STD-461E, CS116: 10 kHz to 100 MHz | ISO 17025
13111 | Electromagnetic compatibility (EMC) - Conducted Susceptibility, Power Leads | MIL-STD-461E, CS101:30 Hz to 150 kHz; MIL-STD-461F, CS106:Transients | ISO 17025
13112 | Electromagnetic compatibility (EMC) - Conformity Assessment Procedure for Electromagnetic Susceptibility | KN 14-2 (Annex 4) RRA Announce 2013-25(June 17, 2013) | ISO 17025
13113 | Electromagnetic compatibility (EMC) - Conformity Assessment Procedure for Electromagnetic Susceptibility (Korean only) | KN 60601-1-2 (Annex 2), RRA 2012-22, K only (Jun. 28, 2012); KN 60601-1-2 (Annex 2), RRA 2013-25, K only (Jun. 17, 2013) | ISO 17025
13114 | Electromagnetic compatibility (EMC) - Conformity Assessment Procedure of Radio Equipment | RRA Announce 2014-90 (Dec. 23, 2014) | ISO 17025
13115 | Electromagnetic compatibility (EMC) - Conformity Assessment Procedure of Radio Equipment (K only) | RRA Announce 2011-32, K only (Dec 27, 2011); RRA Announce 2015-81 (Sep. 30, 2015); Korea only; RRA Announce 2013-33, (Jul 26, 2013); Korean only | ISO 17025
13116 | Electromagnetic compatibility (EMC) - Devices using Ultra-Wideband (UWB) Technology | RSS-220, Issue 1 (March 2009) | ISO 17025
13117 | Electromagnetic compatibility (EMC) - Digital Transmission Systems (DTSs), Frequency Hopping Systems (FHSs) and LicenceExempt Local Area Network (LE-LAN) Devices | RSS-247, Issue 1 (May 2015) | ISO 17025
13118 | Electromagnetic compatibility (EMC) - Electrical apparatus for the detection and measurement of combustible gases, toxic gases or oxygen | EN 50270 (2006-11) | ISO 17025
13119 | Electromagnetic compatibility (EMC) - Electrical equipment for measurement, control and laboratory use | EN 61326-1(2006); EN 61326-1:2013 | ISO 17025
13120 | Electromagnetic compatibility (EMC) - Electrical equipment for measurement, control and laboratory use Particular requirements - In vitro diagnostic (IVD) medical equipment | IEC 61326-2-6 Ed. 2.0 (2012): Part 2.6 | ISO 17025
13121 | Electromagnetic compatibility (EMC) - Electrical equipment for measurement, control and laboratory use; Particular requirements. In vitro diagnostic (IVD) medical equipment | EN 61326-2-6 (2013) | ISO 17025
13122 | Electromagnetic compatibility (EMC) - Electromagnetic Compatibility and Electrical Safety - General Criteria for Network Telecommunications Equipment | GR-1089-CORE, Issue 4 (June 2006) | ISO 17025
13123 | Electromagnetic compatibility (EMC) - Electromagnetic compatibility and Radio spectrum Matters (ERM); Telecommunication network equipment; ElectroMagnetic Compatibility (EMC) requirements | ETSI EN 300 386 V1.5.1 (2010-10); ETSI EN 300 386 V1.6.1 (2012-09) | ISO 17025
13124 | Electromagnetic compatibility (EMC) - Electromagnetic compatibility of multimedia equipment - Immunity Requirements | KN 35:2015 (Annex 15) | ISO 17025
13125 | Electromagnetic compatibility (EMC) - Electromagnetic compatibility of multimedia equipment. Emission requirements | EN 55032 (2012-05) | ISO 17025
13126 | Electromagnetic compatibility (EMC) - Electromagnetic compatibility of multimedia equipment. Emission requirements | EN 55032 (2015) + AC (2016) | ISO 17025
13127 | Electromagnetic compatibility (EMC) - Electromagnetic Disturbance Characteristics of Industrial, Scientific, and Medical (ISM) Radio-Frequency Equipment | HKCA 1007, Issue 5 (March 2012) | ISO 17025
13128 | Electromagnetic compatibility (EMC) - Electromagnetic Disturbance Characteristics of Industrial, Scientific, and Medical (ISM) Radio-Frequency Equipment | HKTA 1007, Issue 5 (March 2012) | ISO 17025
13129 | Electromagnetic compatibility (EMC) - EMC and Electrical Safety - Criteria for Network Telecom Equipment (sections 2.1, 2.2, 3.2, 3.2.3, 3.2.4, 3.3, 3.3.1, 4.5, 4.5A, 5.2, 5.3, 6.0, 8.0, 9.0, 10.0) | GR-1089-CORE, Issue 5 (August 2009) | ISO 17025
13130 | Electromagnetic compatibility (EMC) - Emergency Alert System (EAS) | ANSI C63.4 (2003) with FCC Method - 47 CFR Part 11; ANSI C63.4 (2009) with FCC Method - 47 Part 11. | ISO 17025
13131 | Electromagnetic compatibility (EMC) - Emergency Position Indicating Radio Beacons (EPIRB), Emergency Locator Transmitters (ELT), Personal Locator Beacons (PLB), and Maritime Survivor Locator Devices (MSLD) | RSS-287, Issue 2 (March 6, 2014) | ISO 17025
13132 | Electromagnetic compatibility (EMC) - Environmental Conditions and Test Procedures for Airborne Equipment | RTCA/DO 160F (2007): Section 15 - Magnetic Effect; Section 16 - Power Input; Section 17 - Voltage Spike; Section 18 - Audio Frequency Conducted Suspceptibility - Power Inputs; Section 19 - Induced Signal Susceptibility; Section 20 - Radio Frequency Susceptibility (Radiated and Conducted); Environmental Conditions and Test Procedures for Airborne Equipment - Section 25 - Electrostatic Discharge (ESD) | ISO 17025
13133 | Electromagnetic compatibility (EMC) - Equipment to be subject of Test Procedure for Electromagnetic Field Strength and Specific Absorption Rate | MSIP Public Notification 2013-119 (Aug 29, 2013); K only | ISO 17025
13134 | Electromagnetic compatibility (EMC) - Equipment to be subject of Test Procedure for Electromagnetic Field Strength and Specific Absorption Rate; Korea only | MSIP Public Notification 2015-17 (Mar. 25 2015); K only | ISO 17025
13135 | Electromagnetic compatibility (EMC) - ERM; Cordless Audio Devices in the Range 25 MHz to 2,000 MHz. | ETSI EN 301 357-2 v1.4.1 (2007-12):Part 2; ETSI EN 301 357-1 V1.4.1 (2008-11): Part 1 | ISO 17025
13136 | Electromagnetic compatibility (EMC) - ERM; Land Mobile Service: Radio equipment for analogue and/or digital communication and operating on narrow band channels and having an antenna connecto | ETSI EN 301 166-1 V1.3.2 (2009-11): Part 1; ETSI EN 301 166-2 V1.2.3: Part 2 | ISO 17025
13137 | Electromagnetic compatibility (EMC) - ERM; Radio equipment in the frequency range 402 MHz to 405 MHz for Ultra Low Power Active Medical Implants and Accessories; Part 2: Harmonized EN covering essential requirements of article 3.2 of the R&TTE Directive | ETSI EN 301 839-1 V1.3.1 (2009-10); ETSI EN 301 839-2 v1.3.1 | ISO 17025
13138 | Electromagnetic compatibility (EMC) - ERM; Radio equipment in the frequency range 9kHz to 315kHz for Ultra Low Power Active Medical Implants (ULP-AMI) and accessories; Part 1: Technical characteristics and test methods | EN 302 195-1 V1.1.1 (2004-03) | ISO 17025
13139 | Electromagnetic compatibility (EMC) - ERM; RF Identification Equipment operating in the band 865 MHz 868 MHz with power levels up to 2 W; Part 1: Technical requirements and methods of measurement | ETSI EN 302 208-1 V1.4.1 (2011-11); | ISO 17025
13140 | Electromagnetic compatibility (EMC) - ERM; RF Identification Equipment operating in the band 865 MHz 868 MHz with power levels up to 2 W; Part 2: Harmonized EN under Article 3.2 of the R&TTE Directive | EN 302 208-2 v1.2.1 (2008-04); ETSI EN 302 208-2 V1.4.1 (2011-11); ETSI EN 302 208-2 V2.1.1 (2015-02) | ISO 17025
13141 | Electromagnetic compatibility (EMC) - ERM; Short Range Devices; Close Range Inductive Data Communication equipment operating at 13,56 MHz - Part 2: Harmonized EN covering essential requirements of Article 3(2) of the R&TTE Directive | EN 302 291-2, v1.1.1 | ISO 17025
13142 | Electromagnetic compatibility (EMC) - FCC Method - 47 CFR Part 15, Subpart D: Unlicensed Personal Communications Service Devices | ANSI C63.17(1998) and ANSI C63.4 (2003); ANSI C63.17(2006) and ANSI C63.4 (2003) | ISO 17025
13143 | Electromagnetic compatibility (EMC) - FCC Methods of Measurement of Radio Noise Emissions for ISM Equipment (cited in FCC Method 47 CFR Part 18 - Industrial, Scientific, and Medical Equipment) | FCC OST/MP-5 (1986) | ISO 17025
13144 | Electromagnetic compatibility (EMC) - Field Disturbance Sensors in the Bands 46.7-46.9 GHz (Vehicular Radar) and 76-77 GHz (Vehicular and Airport Fixed Radar) | RSS-251, Issue 1 (Nov. 2014) | ISO 17025
13145 | Electromagnetic compatibility (EMC) - For technical peformance matters using AS/NZS 4268 | ACMA (Short Range Devices) Standard 2004, +A1, +A2 (2013); ACMA Radiocommunications (Short Range Devices) Standard 2014 | ISO 17025
13146 | Electromagnetic compatibility (EMC) - General Mobile Radio Services in 47 CFR Parts 22 (non-cellular), 74, 90, 95, and 97 | TIA/EIA 603-C (2004) with 47 CFR Part 2 | ISO 17025
13147 | Electromagnetic compatibility (EMC) - General Mobile Radio Services in 47 CFR Parts 73 | TIA/EIA 603-C (2004) with 47 CFR Part 2 | ISO 17025
13148 | Electromagnetic compatibility (EMC) - General Radio Service Equipment Operating in the Band 26.960 to 27.410 MHz (Citizens Band) | RSS-236, Issue 1 (September 2012) | ISO 17025
13149 | Electromagnetic compatibility (EMC) - General Requirements and Information for the Certification of Radio Apparatus | RSS-Gen, Issue 3 (December 2010) | ISO 17025
13150 | Electromagnetic compatibility (EMC) - General Requirements for Compliance of Radio Apparatus | RSS-Gen, Issue 4 (November 2014); RSS-Gen, Issue 5 (April 2018) + Amendment 1 (March 2019) | ISO 17025
13151 | Electromagnetic compatibility (EMC) - General Requirements. Electrical equipment for measurement, control and laboratory use | IEC 61326-1 Ed. 2.0 (2012). Part 1 | ISO 17025
13152 | Electromagnetic compatibility (EMC) - Generic standards - Emission standard for industrial environments | KN 61000-6-4 (2012-06) | ISO 17025
13153 | Electromagnetic compatibility (EMC) - Generic standards - Emission standard for residential, commercial and light-industrial environments | EN 61000-6-4 (2007) + A1 (2011); IEC 61000-6-3 (2006-06) + A1 (2010): Part 6.3; IEC 61000-6-4 (2006) +A1 (2010); KN 61000-6-3 (2012-06) | ISO 17025
13154 | Electromagnetic compatibility (EMC) - Generic standards - Section 1: Immunity for residential, commercial and light-industrial environments | IEC 61000-6-1, 2nd edition (2005-03): Part 6; IEC 61000-6-2, Edition 2.0 (2005-01): Part 6-2; EN 61000-6-2 (2005): Part 6-2; EN 61000-6-1 (2007) Part 6 | ISO 17025
13155 | Electromagnetic compatibility (EMC) - Global System for Mobile communications (GSM); Harmonized EN for Base Station Equipment covering the essential requirements of article 3.2 of the R&TTE Directive | ETSI EN 301 502 v9.2.1 (2010-10); ETSI EN 301 502 v10.2.1 (2012-11); ETSI EN 301 502 v11.1.1 (2014-07) | ISO 17025
13156 | Electromagnetic compatibility (EMC) - Global System for Mobile communications (GSM); Harmonized EN for mobile stations in the GSM 900 and GSM 1,800 bands covering essential requirements under article 3.2 of the R&TTE directive (1999/5/EC) | EN 301 511 V9.0.2 (2003-03) | ISO 17025
13157 | Electromagnetic compatibility (EMC) - GSM900 and DCS1800 Mobile Equipment Technical Specifications | PLMN01 (2012) | ISO 17025
13158 | Electromagnetic compatibility (EMC) - Guidelines for Compliance Testing of Unlicensed National Information Infrastructure (UNII) Devices PART 15, SUBPART E | FCC KDB 789033 (June 6, 2014); FCC KDB 789033 (April 8, 2016) | ISO 17025
13159 | Electromagnetic compatibility (EMC) - Implants for surgery -- Active implantable medical devices -- Part 4: Implantable infusion pumps Section 27 | ISO 14708-4:2008 | ISO 17025
13160 | Electromagnetic compatibility (EMC) - Implementation and Interpretation of the Interference-Causing Equipment Standard for Digital Apparatus. (Industry Canada) | ICES-003 Issue 4 (2004) | ISO 17025
13161 | Electromagnetic compatibility (EMC) - Industrial Trucks | EN 12895 (2000) | ISO 17025
13162 | Electromagnetic compatibility (EMC) - Industrial, scientific and medical (ISM) radio frequency equipment - Electromagnetic disturbance characteristics - Limits and methods of measurement | AS/NZS CISPR 11 (2011); IEC/CISPR 11, Ed. 4.1 (2004-06) + A2 (2006); EN 55011 (2009) + A1 (2010) | ISO 17025
13163 | Electromagnetic compatibility (EMC) - Industrial, Scientific and Medical (ISM) Radio Frequency Generators | ICES-001 | ISO 17025
13164 | Electromagnetic compatibility (EMC) - Industrial, scientific and medical equipment - Radio-frequency disturbance characteristics - Limits and methods of measurement | IEC/CISPR 11 Ed. 5 (2009-05) + A1 (2010) | ISO 17025
13165 | Electromagnetic compatibility (EMC) - Information technology equipment - Immunity characteristics - Limits and methods of measurement | IEC/CISPR 24 (1997) and EN 55024 (1998) + A1(2001), A2(2003) | ISO 17025
13166 | Electromagnetic compatibility (EMC) - Information technology equipment - Immunity characteristics - Limits and methods of measurements | SI 961 part 6.2 | ISO 17025
13167 | Electromagnetic compatibility (EMC) - Information technology equipment - Radio disturbance characteristics - Limits and methods of measurement | EN 55022 (2006) + A1 (2007); EN 55022 (1998) + A1(2000) + A2(2003); IEC/CISPR 22, Edition 5 (2005) + A1(2005) + A2 (2006); EN 55022:2010; IEC/CISPR 22 (2008-09) | ISO 17025
13168 | Electromagnetic compatibility (EMC) - Information technology equipment - Radio disturbance characteristics - Limits and methods of measurement | AS/NZS CISPR 22, 3rd Edition (2006); AS/NZS CISPR 22 (2009); AS/NZS CISPR 22 (2009) +A1 (2010); AS/NZS CISPR 22 (2009) +A1 (2010) | ISO 17025
13169 | Electromagnetic compatibility (EMC) - Information technology equipment - Radio frequency interference characteristics-Limits and methods of measurements | SI 961 part 6.1 | ISO 17025
13170 | Electromagnetic compatibility (EMC) - Information Technology Equipment (ITE) - Limits and methods of measurement | ICES-003 Issue 5 (2012) | ISO 17025
13171 | Electromagnetic compatibility (EMC) - Information technology equipment. Immunity characteristics. Limits and methods of measurement | EN 55024 (2010) | ISO 17025
13172 | Electromagnetic compatibility (EMC) - Licence-exempt Radio Apparatus (All Frequency Bands): Category I Equipment | RSS-210, Issue 8 (December 2010) | ISO 17025
13173 | Electromagnetic compatibility (EMC) - Licence-exempt Radio Apparatus (All Frequency Bands): Category I Equipment | RSS-210, Issue 8 (December 2010) + A1 (February 2015) | ISO 17025
13174 | Electromagnetic compatibility (EMC) - Licence-exempt Radio Apparatus (All Frequency Bands): Category II Equipment | RSS-310, Issue 3 (December 2010) | ISO 17025
13175 | Electromagnetic compatibility (EMC) - Licence-Exempt Radio Apparatus: Category II Equipment | RSS-310, Issue 4 (July 2015) | ISO 17025
13176 | Electromagnetic compatibility (EMC) - Licensed Low-Power Radio Apparatus | RSS-123, Issue 3, (February 2015) | ISO 17025
13177 | Electromagnetic compatibility (EMC) - Limitation of voltage changes, voltage fluctuations and flicker in public low-voltage supply systems -Equipment with rated current <=75A and subject to conditional connection; Part 3-11: Limits | IEC 61000-3-11, 1st edition (2000-08); IEC 61000-3-12 Ed. 2.0 (2011) | ISO 17025
13178 | Electromagnetic compatibility (EMC) - Limits and methods of measurement of radio disturbance characteristics of electrical lighting and similar equipment | CNS 13439 (2006) | ISO 17025
13179 | Electromagnetic compatibility (EMC) - Limits and methods of measurement of radio disturbance characteristics of electrical lighting and similar equipment | BS EN 55015:2006 + A2:2009 | ISO 17025
13180 | Electromagnetic compatibility (EMC) - Limits and methods of measurement of radio disturbance characteristics of electrical lighting and similar equipment | EN 55015:2013 | ISO 17025
13181 | Electromagnetic compatibility (EMC) - Limits and Methods of Measurement of Radio Interference Characteristics of Information Technology Equipment | CNS 13438 (2006) (up to 6GHz) | ISO 17025
13182 | Electromagnetic compatibility (EMC) - Lloyd's Register - LR Type Approval System | Test Specification Number 1 (2002); Test Specification Number 1 (2013); Test Specification Number 1 (2015) | ISO 17025
13183 | Electromagnetic compatibility (EMC) - Low-power Radio-frequency Devices Technical Specifications | LP 0002 (June 2011) | ISO 17025
13184 | Electromagnetic compatibility (EMC) - Maritime and Aviation Radio Services in 47 CFR Parts 80 and 87 | TIA/EIA 603-C (2004) with 47 CFR Part 2 | ISO 17025
13185 | Electromagnetic compatibility (EMC) - Maritime navigation and radiocommunication equipment and systems - General requirements - Methods of testing and required test results | EN 60945 (2002) and IEC 60945 (2002) | ISO 17025
13186 | Electromagnetic compatibility (EMC) - MEASUREMENT GUIDANCE FOR CERTIFICATION OF LICENSED DIGITAL TRANSMITTERS | FCC KDB 971168 (October 17, 2014); FCC KDB 971168 (January 6, 2016) | ISO 17025
13187 | Electromagnetic compatibility (EMC) - Measuring relays and protection equipment | IEC 60255-26 (2013-05): Part 26 | ISO 17025
13188 | Electromagnetic compatibility (EMC) - Medical Devices Operating in the 401-406 MHz Frequency Band | RSS-243, Issue 3, (February 2010) | ISO 17025
13189 | Electromagnetic compatibility (EMC) - Medical Devices Operating in the Band 413-457 MHz | RSS-244, Issue 1 (June 2013) | ISO 17025
13190 | Electromagnetic compatibility (EMC) - Medical electrical equipment - Part 1-2: General requirements for safety - Collateral standard: Electromagnetic compatibility - Requirements and tests | IEC 60601-1-2, Ed 2.1 (2004-11) & EN 60601-1-2 (2002); IEC 60601-1-2, Ed. 3.0 (2007) | ISO 17025
13191 | Electromagnetic compatibility (EMC) - Medical electrical equipment - Part 1-2: General requirements for safety - Collateral standard: EMC - Requirements and tests | EN 60601-1-2 (2007) | ISO 17025
13192 | Electromagnetic compatibility (EMC) - Medical electrical equipment - Part 2-25: Particular requirements for the basic safety and essential performance of electrocardiographs | IEC 60601-2-25 ed2.0, (2011-10), Clause 202 | ISO 17025
13193 | Electromagnetic compatibility (EMC) - Medical electrical equipment - Part 2-27: Particular requirements for the safety, including essential performance, of electrocardiographic monitoring equipment | EN 60601-2-27:2006; IEC 60601-2-27 ed3.0 (2011), Clause 202 | ISO 17025
13194 | Electromagnetic compatibility (EMC) - Medical electrical equipment - Part 2-31: Particular requirements for the basic safety and essential performance of external cardiac pacemakers with internal power source | EN 60601-2-31 (2008) + A1 (2011) | ISO 17025
13195 | Electromagnetic compatibility (EMC) - Medical electrical equipment - Part 2-37: Particular requirements for the safety of ultrasonic medical diagnostic and monitoring equipment | EN 60601-2-37 (2008) | ISO 17025
13196 | Electromagnetic compatibility (EMC) - Medical electrical equipment - Part 2-4: Particular requirements for the basic safety and essential performance of cardiac defibrillators | IEC 60601-2-4 ed3.0 (2010), Clause 202; EN 60601-2-4 (2003), Clause 202 | ISO 17025
13197 | Electromagnetic compatibility (EMC) - Medical electrical equipment - Part 2-47: Particular requirements for the basic safety and essential performance of ambulatory electrocardiographic systems | IEC 60601-2-47 Ed. 2.0 (2012-02), Clause 202 | ISO 17025
13198 | Electromagnetic compatibility (EMC) - Medical electrical equipment - Particular requirements for the basic safety and essential performance of pulse oximeter equipment for medical use | ISO 9919 ed2.0 (2005), Clause 36 | ISO 17025
13199 | Electromagnetic compatibility (EMC) - Medical Electrical Equipment & System Electromagnetic Immunity Test for RFID Readers | AIM 7351731 (2017) | ISO 17028
13200 | Electromagnetic compatibility (EMC) - Medical Electrical Equipment Part 2-26: Particular Requirements for the Safety of Electroencephalographs | IEC 60601-2-26 (2003); EN 60601-2-26 (2003); IEC 60601-2-26, Ed. 2.0 (2002-11); IEC 60601-2-26 ed3.0 (2012-05) | ISO 17025
13201 | Electromagnetic compatibility (EMC) - Medical electrical equipment-Part 1-2: General requirements for basic safety and essential performance-Collateral Standard: Electromagnetic disturbances-Requirements and tests | IEC 60601-1-2, Ed. 4, (2014-02) | ISO 17025
13202 | Electromagnetic compatibility (EMC) - Medical electronic equipment Part 2-24: Particular requirements for the safety of infusion pumps and controllers | EN 60601-2-24 (1998) | ISO 17025
13203 | Electromagnetic compatibility (EMC) - Memorandum Opinion and Order, Appendix, ET Docket No. 03-122- June 30, 2006 with FCC Method - 47 CFR Part 15, Subpart E: Intentional Radiators | Dynamic Frequency Selection (DFS): June 2006 | ISO 17025
13204 | Electromagnetic compatibility (EMC) - Method of Measurement for Radio Transmitter for Use in the Land Mobile Service | HKCA 1046, Issue 3 (September 2008) | ISO 17025
13205 | Electromagnetic compatibility (EMC) - Method of Measurement for Radio Transmitter for Use in the Land Mobile Service | HKTA 1046, Issue 3 (September 2008) | ISO 17025
13206 | Electromagnetic compatibility (EMC) - Microwave Radio Services in 47 CFR Parts 21, 27, 74, and 101 | TIA/EIA 603-C (2004) with 47 CFR Part 2 | ISO 17025
13207 | Electromagnetic compatibility (EMC) - Microwave Radio Services in 47 CFR Parts 27, 74, and 101 | TIA/EIA 603-C (2004) with 47 CFR Part 2 | ISO 17025
13208 | Electromagnetic compatibility (EMC) - Mobile Broadband Services (MBS) Equipment Operating in the Frequency Bands 698-756 MHz and 777-787 MHz | RSS-130, Issue 1 (October 2013) | ISO 17025
13209 | Electromagnetic compatibility (EMC) - Mobile Data Radio Terminal Equipment Technical Specifications | PLMN05 (2007) | ISO 17025
13210 | Electromagnetic compatibility (EMC) - Mobile Earth Stations (MESs) and Ancillary Terrestrial Component (ATC) Equipment Operating in the Mobile-Satellite Service (MSS) Bands | RSS-170, Issue 3 (July 2015) | ISO 17025
13211 | Electromagnetic compatibility (EMC) - Multimedia equipment - Emission requirements | CISPR 32, Ed. 1 (2012-01); EN 55032 (2012-05); AS/NZS CISPR 32:2013 | ISO 17025
13212 | Electromagnetic compatibility (EMC) - Narrowband Multipoint Communication Systems in the Band 1429.5-1432 MHz | RSS-142, Issue 5 (April 2013) | ISO 17025
13213 | Electromagnetic compatibility (EMC) - National technical regulation on 800 MHz CDMA 2000-1 mobile station | QCVN 13:2010 / BTTTT | ISO 17025
13214 | Electromagnetic compatibility (EMC) - National technical regulation on base stations for W-CDMA FDD | QCVN 16:2010 / BTTTT | ISO 17025
13215 | Electromagnetic compatibility (EMC) - National technical regulation on General ElectroMagnetic Compatibility for Radio Communications Equipment | QCVN 18:2010 / BTTTT; QCVN 18 (2014): BTTTT | ISO 17025
13216 | Electromagnetic compatibility (EMC) - National technical regulation on GSM mobile stations (Phase 2 and 2) | QCVN 12:2010 / BTTTT | ISO 17025
13217 | Electromagnetic compatibility (EMC) - National technical regulation on Mobile Stations for W-CDMA FDD | QCVN 15:2010 / BTTTT | ISO 17025
13218 | Electromagnetic compatibility (EMC) - National Technical Regulation on Radio Access Equipment Operating in 5 GHz Band | QCVN 65:2013/BTTTT | ISO 17025
13219 | Electromagnetic compatibility (EMC) - Part 4-39: Testing and measurement techniques - Radiated fields in close proximity - Immunity test | IEC 61000-4-39:2017 | ISO 17025
13220 | Electromagnetic compatibility (EMC) - Particular requirements - Test configuration, operational conditions and performance criteria for transducers with integrated or remote signal conditioning | EN 61326-2-3 (2006-08): Part 2.3 | ISO 17025
13221 | Electromagnetic compatibility (EMC) - Particular requirements. Test configuration, operational conditions and performance criteria for transducers with integrated or remote signal conditioning: Electrical equipment for measurement, control and laboratory use | EN 61326-2-3:2013 | ISO 17025
13222 | Electromagnetic compatibility (EMC) - Particular requirements. Test configurations, operational conditions and performance criteria for EMC unprotected applications | EN 61326-2-1 (2013) | ISO 17025
13223 | Electromagnetic compatibility (EMC) - Particular requirements. Test configurations, operational conditions and performance criteria for portable test, measuring and monitoring equipment used in low-voltage distribution systems | BS EN 61326-2-2 (2006-06) | ISO 17025
13224 | Electromagnetic compatibility (EMC) - Particular requirements. Test configurations, operational conditions and performance criteria for portable test, measuring and monitoring equipment used in low-voltage distribution systems | EN 61326-2-2 (2013) | ISO 17025
13225 | Electromagnetic compatibility (EMC) - Particular requirments for the safety, including essential performance, of automatic cycling non-invasive blood pressure monitoring equipment | IEC 60601-2-27:2005; IEC 60601-2-30:1999; EN 60601-2-30:2000 | ISO 17025
13226 | Electromagnetic compatibility (EMC) - Perforance sepcification for mobile station for use in the third generation (3G) mobile communications services employing CDMA2000 spread spectrum | HKCA 1054, Issue 1 (September 2008) | ISO 17025
13227 | Electromagnetic compatibility (EMC) - Perforance sepcification for mobile station for use in the third generation (3G) mobile communications services employing CDMA2000 spread spectrum | HKTA 1054, Issue 1, September 2008 | ISO 17025
13228 | Electromagnetic compatibility (EMC) - Performance specification for 26.96-27.41 MHz citizens band (CB) radio transreceivers | HKCA 1050, Issue 1, (January 2006) | ISO 17025
13229 | Electromagnetic compatibility (EMC) - Performance specification for 26.96-27.41 MHz citizens band (CB) radio transreceivers | HKTA 1050, Issue 1, January 2006 | ISO 17025
13230 | Electromagnetic compatibility (EMC) - Performance Specification for Angle Modulated Radio Transmitters and Receivers for Use as Base, Mobile and Portable Equipment in the Land Mobile Radio Service | HKTA 1010 Issue 01, June 2003 | ISO 17025
13231 | Electromagnetic compatibility (EMC) - Performance Specification for Angle Modulated Radio Transmitters and Receivers for Use as Base, Moble and Portable Equipment - Land Moble | HKCA 1010, Issue 1 (June 2003) | ISO 17025
13232 | Electromagnetic compatibility (EMC) - Performance Specification for Angle Modulated Radio Transmitters and Recievers for Use as Base, Repeater, Moble, and Portable Equipment - Land Moble Radio Services | HKCA 1002, Issue 6 (January 2008) | ISO 17025
13233 | Electromagnetic compatibility (EMC) - Performance Specification for Angle-modulated Radio Transmitters and Receivers for use as Base, Repeater, Mobile and Portable Equipment in the Land Mobile Radio Service | HKTA 1002 Issue 6 (1/2008) | ISO 17025
13234 | Electromagnetic compatibility (EMC) - Performance specification for base station and repeater equipment for use in the third generation (3G) mobile communications services employing DCMA2000 spread spectrum | HKCA 1053, Issue 1 (June 2008) | ISO 17025
13235 | Electromagnetic compatibility (EMC) - Performance specification for base station and repeater equipment for use in the third generation (3G) mobile communications services employing DCMA2000 spread spectrum | HKTA 1053, Issue 1, June 2008 | ISO 17025
13236 | Electromagnetic compatibility (EMC) - Performance Specification for Base Station Equipment for Use in the Third Generation (3G) Mobile Communications Services Employing CDMA Direct Spread (UTRA FDD) | HKCA 1043, Issue 4 (June 2008) | ISO 17025
13237 | Electromagnetic compatibility (EMC) - Performance Specification for Base Station Equipment for Use in the Third Generation (3G) Mobile Communications Services Employing CDMA Direct Spread (UTRA FDD) | HKTA 1043, Issue 4 (June 2008) | ISO 17025
13238 | Electromagnetic compatibility (EMC) - Performance Specification for Cordless Telephone Operarting in the 864.1 to 868.1 MHz Band | HKCA 1015, Issue 4 (February 2003) | ISO 17025
13239 | Electromagnetic compatibility (EMC) - Performance Specification for Cordless Telephone Operating in the 864.1 - 868.1 MHz Band | HKTA 1015, Issue 4 (February 2003) | ISO 17025
13240 | Electromagnetic compatibility (EMC) - Performance Specification for Digital Enhanced Cordless Telecommunications (DECT) Equipment for Private Use | HKCA 1034, Issue 3 (Oct 2009) | ISO 17025
13241 | Electromagnetic compatibility (EMC) - Performance Specification for Digital Enhanced Cordless Telecommunications (DECT) Equipment for Private Use | HKTA 1034, Issue 3 (Oct 2009) | ISO 17025
13242 | Electromagnetic compatibility (EMC) - Performance Specification for Low-Power Radio Microphones, Including Associated Receiving Equipment | HKCA 1008, Issue 3 (February 2003); HKCA 1008, Issue 4 (November 2013) | ISO 17025
13243 | Electromagnetic compatibility (EMC) - Performance Specification for Low-Power Radio Microphones, Including Associated Receiving Equipment | HKTA 1008, Issue 3 (February 2003) | ISO 17025
13244 | Electromagnetic compatibility (EMC) - Performance specification for medical implant communication systems | HKCA 1052, Issue 2 (September 2012) | ISO 17025
13245 | Electromagnetic compatibility (EMC) - Performance specification for medical implant communication systems | HKTA 1052, Issue 1, January 2008 | ISO 17025
13246 | Electromagnetic compatibility (EMC) - Performance Specification for Radio Equipment Exempted From Licensing | HKCA 1035, Issue 6 (May 2011) | ISO 17025
13247 | Electromagnetic compatibility (EMC) - Performance Specification for Radio Equipment Exempted From Licensing | HKTA 1035, Issue 6 (May 2011) | ISO 17025
13248 | Electromagnetic compatibility (EMC) - Performance Specification for Radio Equipment Operating in the 5 GHz Band for Wireless Access | HKCA 1042, Issue 2 (February 2003) | ISO 17025
13249 | Electromagnetic compatibility (EMC) - Performance Specification for Radio Frequency Identification (RFID) Equipment Operating in the 865 - 868 MHz and/or 920 - 925 MHz Bands | HKCA 1049, Issue 1 (April 2005) | ISO 17025
13250 | Electromagnetic compatibility (EMC) - Performance Specification for Radio Frequency Identification (RFID) Equipment Operating in the 865 - 868 MHz and/or 920 - 925 MHz Bands | HKTA 1049, Issue 1 (April 2005) | ISO 17025
13251 | Electromagnetic compatibility (EMC) - Performance Specification for Radiocommunications Apparatus Operating in the 2.4 Ghz or 5 Ghz Band and Employing Frequency Hopping or Digital Modulation | HKCA 1039, Issue 6 (June 2015) | ISO 17025
13252 | Electromagnetic compatibility (EMC) - Performance Specification for Radiocommunications Apparatus Operating in the 2.4 Ghz or 5 Ghz Band and Employing Frequency Hopping or Digital Modulation | HKCA 1039, Issue 4 (October 2010); HKCA 1039, Issue 5 (June 2013) | ISO 17025
13253 | Electromagnetic compatibility (EMC) - Performance Specification for Radiocommunications Apparatus Operating in the 2.4 Ghz or 5 Ghz Band and Employing Frequency Hopping or Digital Modulation | HKTA 1039, Issue 4 (October 2010) | ISO 17025
13254 | Electromagnetic compatibility (EMC) - Performance Specification for Radiocommunications Apparatus Operating in the 27 MHz Band for Private Use | HKCA 1041, Issue 1 (February 2003) | ISO 17025
13255 | Electromagnetic compatibility (EMC) - Performance Specification for Radiocommunications Apparatus Operating in the 27 MHz Band for Private Use | HKTA 1041, Issue 1 (February 2003) | ISO 17025
13256 | Electromagnetic compatibility (EMC) - Performance Specification for Short-Range Portable Radio Operating in the 409 MHz Band | HKCA 1044, Issue 1 (February 2003) | ISO 17025
13257 | Electromagnetic compatibility (EMC) - Performance Specification for Short-Range Portable Radio Operating in the 409 MHz Band | HKTA 1044, Issue 1 (February 2003) | ISO 17025
13258 | Electromagnetic compatibility (EMC) - Performance specification for user equipment for use in the third generation (3G) mobile communications services employing CDMA direct spread (UTRA FDD) | HKCA 1048, Issue 2, (June 2008) | ISO 17025
13259 | Electromagnetic compatibility (EMC) - Performance specification for user equipment for use in the third generation (3G) mobile communications services employing CDMA direct spread (UTRA FDD) | HKTA 1048, Issue 2, June 2008 | ISO 17025
13260 | Electromagnetic compatibility (EMC) - Performance Specification of the Base Station System (BSS) and Repeater Equipment for use In the Public Radiotelephone Service (PMRS) Employing Global System for Mobile Communication (GSM) or in the Personal Communication Service (PCS) | HKCA 1020, Issue 7 (November 2011) | ISO 17025
13261 | Electromagnetic compatibility (EMC) - Performance Specification of the Base Station System (BSS) and Repeater Equipment for use In the Public Radiotelephone Service (PMRS) Employing Global System for Mobile Communication (GSM) or in the Personal Communication Service (PCS) | HKTA 1020, Issue 7 (November 2011) | ISO 17025
13262 | Electromagnetic compatibility (EMC) - Performance Specification of the Mobile Station and Portable Equipment for use in the Global System for Mobile Communication (GSM) 900 and 1800 MHz Bands | HKCA 1033, Issue 7 (March 2012) | ISO 17025
13263 | Electromagnetic compatibility (EMC) - Performance Specification of the Mobile Station and Portable Equipment for use in the Global System for Mobile Communication (GSM) 900 and 1800 MHz Bands | HKTA 1033, Issue 7 (March 2012) | ISO 17025
13264 | Electromagnetic compatibility (EMC) - Personal Mobile Radio Services in 47 CFR Part 20 | TIA/EIA 603-C (2004) with 47 CFR Part 2 | ISO 17025
13265 | Electromagnetic compatibility (EMC) - Personal Mobile Radio Services in 47 CFR Parts 22 (cellular), 24, 25, 26, and 27 | TIA/EIA 603-C (2004) with 47 CFR Part 2 | ISO 17025
13266 | Electromagnetic compatibility (EMC) - PHS Terminal equipment | QCVN 11:2010 / BTTTT | ISO 17025
13267 | Electromagnetic compatibility (EMC) - Point-to-Multipoint Broadband Equipment Operating in the Bands 512-608 MHz and 614-698 MHz for Rural Remote Broadband Systems (RRBS) (TV Channels 21 to 51) | RSS-196, Issue 1 (March 2010) | ISO 17025
13268 | Electromagnetic Compatibility (EMC) - Polar Plots |  | n/a
13269 | Electromagnetic compatibility (EMC) - Power Frequency Magnetic Field Immunity Test | IEC 61000-4-8 (2001), A1(2000); EN 61000-4-8 (2001),A1(2000) | ISO 17025
13270 | Electromagnetic compatibility (EMC) - Product family standard for audio, video, audio-visual and entertainment lighting control apparatus for professional use - Part 2: Immunity | EN 55103-2 (2009) | ISO 17025
13271 | Electromagnetic compatibility (EMC) - Radiated Susceptibility, Electric Field, 2 MHz to 40 GHz | MIL-STD-461E, RS103; MIL-STD-461F, RS103 | ISO 17025
13272 | Electromagnetic compatibility (EMC) - Radiated Susceptibility, Magnetic Field, 30 Hz to 100 kHz | MIL-STD-461E, RS101; MIL-STD-461F, RS101 | ISO 17025
13273 | Electromagnetic compatibility (EMC) - Radio (ERM); Short Range Devices (SRD); Radio equipment to be used in the 25 MHz to 1 000 MHz frequency range with power levels ranging up to 500 mW; Part 1: Technical characteristics and test methods | ETSI EN 300 220-1 V2.4.1 (2012-05); EN 300 422-1 V2.1.1 | ISO 17025
13274 | Electromagnetic compatibility (EMC) - Radio (ERM); Short Range Devices (SRD); Radio equipment to be used in the 25 MHz to 1 000 MHz frequency range with power levels ranging up to 500 mW; Part 2: Harmonized EN covering essential requirements under article 3.2 of the R&TTE Directive | ETSI EN 300 220-2 V2.4.1 (2012-05); EN 300 422-1 V2.1.1 | ISO 17025
13275 | Electromagnetic compatibility (EMC) - Radio communication equipment - General ElectroMagnetic Compatibility Requirement | TCN 68-192:2003 | ISO 17025
13276 | Electromagnetic compatibility (EMC) - Radio equipments operating in the 2.4 GHz band and using spread spectrum modulation techniques - Technical requirements | QCVN 54:2011/BTTTT | ISO 17025
13277 | Electromagnetic compatibility (EMC) - Radio equipments operating in the 2.4 GHz band and using spread spectrum modulation techniques - Technical requirements | TCN 68-242:2006 | ISO 17025
13278 | Electromagnetic compatibility (EMC) - Radio Frequency (RF) Exposure Compliance of Radiocommunication Apparatus (All Frequency Bands) | RSS-102, Issue 5 (March 2015) | ISO 17025
13279 | Electromagnetic compatibility (EMC) - Radio Frequency Lighting Devices | ICES-005 Issue 3 (May 2009) | ISO 17025
13280 | Electromagnetic compatibility (EMC) - Radio spectrum Matters (ERM): Short range devices; Radio equipment to be used in the 1 GHz to 40 GHz frequency range; Part 1: Technical characteristics and test methods | ETSI EN 300 440-1 V1.6.1 (2010-08) | ISO 17025
13281 | Electromagnetic compatibility (EMC) - Radio spectrum Matters (ERM); Radio Frequency Identification Equipment operating in the band 865 MHz to 868 MHz with power levels up to 2 W and in the band 915 MHz to 921 MHz with power levels up to 4 W; Part 1: Technical requirements and methods of measurement | ETSI EN 302 208-1 V2.1.1 (2015-02) | ISO 17025
13282 | Electromagnetic compatibility (EMC) - Radio spectrum Matters (ERM); Short range devices; Radio equipment to be used in the 1 GHz to 40 GHz frequency range; Part 2: Harmonized EN under article 3.2 of the R&TTE Directive | ETSI EN 300 440-2 v1.4.1 (2010-08) | ISO 17025
13283 | Electromagnetic compatibility (EMC) - Radio spectrum Matters (ERM); standard for radio equipment and services | ETSI EN 301 489-1 V1.9.2 (2011-09):Part 1; ETSI EN 301 489-3 V1.6.1 (2013-08):Part 7; ETSI EN 301 489-7 v1.3.1 (2005-11):Part 7; ETSI EN 301 489-17 V2.2.1 (2012-09):Part 17; ETSI EN 301 489-31 V1.1.1 (2005): Part 31; ETSI EN 301 489-23 v1.5.1 (2011-11):Part 23; ETSI EN 301 489-24 v1.5.1 (2010-10):Part 24; EN 301 489-29 V1.1.1:Part 29; ETSI EN 301 489-50 V1.2.1 (2013-03):Part 50; ETSI EN 301 489-27 V1.1.1 (2004-06):Part 27 | ISO 17025
13284 | Electromagnetic compatibility (EMC) - Radio spectrum Matters (ERM);Short Range Devices (SRD);Close Range Inductive Data Communication equipment operating at 13,56 MHz;Part 1: Technical characteristics and test methods | EN 302 291-1 V. 1.1.1 | ISO 17025
13285 | Electromagnetic compatibility (EMC) - Radio Spectrum Matters; Short Range Devices; Radio Equipment to be used in the 25 MHz to 1,000 MHz Frequency Range with Power Levels Ranging up to 500mW; Part 1: Technical Characteristics and Test Methods | ETSI EN 300 220-1 V2.3.1 (2010-02); EN 300 422-1 V2.1.1 | ISO 17025
13286 | Electromagnetic compatibility (EMC) - Radio Transmitters and Receivers Operating in the Land Mobile and Fixed Services in the Frequency Range 27.41- 960 MHz | RSS-119, Issue 11 (June 2011); RSS-119, Issue 12 (May 2015) | ISO 17025
13287 | Electromagnetic compatibility (EMC) - Radio: ERM; Short Range Devices; Radio Equipment in the Frequency Range 9kHz to 25 MHz and Inductive Loop Systems in the Frequency Range 9kHz to 30 MHz; Part 1: Technical Characteristics and Test Methods | ETSI EN 300 330-2 V1.6.1 (2015-03) | ISO 17025
13288 | Electromagnetic compatibility (EMC) - Radio: ERM; Short Range Devices; Radio Equipment in the Frequency Range 9kHz to 25 MHz and Inductive Loop Systems in the Frequency Range 9kHz to 30 MHz; Part 1: Technical Characteristics and Test Methods | ETSI EN 300 330-1 V1.8.1 (2015-03) | ISO 17025
13289 | Electromagnetic compatibility (EMC) - Radio: ERM; Short Range Devices; Radio Equipment to be used in the 25MHz to 1,000 MHz Frequency Range with Power Levels Ranging up to 550 mW; Part 2: Supplementary Parameters Not Intended for Conformity Purposes | ETSI EN 300 220-2 V2.1.2 (2007-06); EN 300 422-1 V2.1.1 | ISO 17025
13290 | Electromagnetic compatibility (EMC) - Radio: ERM; Wideband Transmission Systems; Data transport equipment operating in the 2.4 GHz ISM band and using wide band modulation techniques; Harmonized EN covering essential requirements under article 3.2 of the R&TTE Directive | ETSI EN 300 328 V1.8.1 (2012-06); ETSI EN 300 328 V1.9.1 (2015-02) | ISO 17025
13291 | Electromagnetic compatibility (EMC) - Radio: ERM; Wideband Transmission Systems; Data transport equipment operating in the 2.4 GHz ISM band and using wide band modulation techniques; Harmonized EN covering essential requirements under article 3.2 of the R&TTE Directive | ETSI EN 300 330-1 V1.7.1 (2010-02) | ISO 17025
13292 | Electromagnetic compatibility (EMC) - Regulations on Radio Equipment - MSIP Public Notification 2013-157 Sep 11, 2013; K only | MSIP Public Notification 2013-157 (Sep 11,2013); K only | ISO 17025
13293 | Electromagnetic compatibility (EMC) - Regulations on Radio Equipment; Korean only | MSIP Public Notification 2014-39 (Jul 1, 2014); MSIP Public Notification 2015-89 (Nov. 11, 2015); K only | ISO 17025
13294 | Electromagnetic compatibility (EMC) - Requirements for connection to an air interface of a Telecommunications Network - Part 1: General | AS/CA S042.1 (2011); AS/CA S042.1 (2010) +A1 (2013) | ISO 17025
13295 | Electromagnetic compatibility (EMC) - Requirements for connection to an air interface of a Telecommunications Network - Part 3: GSM Customer Equipment | AS/ACIF S042.3:2005 | ISO 17025
13296 | Electromagnetic compatibility (EMC) - Requirements for connection to an air interface of a Telecommunications Network - Part 4: IMT-2000 Customer Equipment | AS/CA S042.4 (2011) | ISO 17025
13297 | Electromagnetic compatibility (EMC) - Requirements for household appliances, electric tools and similar apparatus - Product family standard | IEC/CISPR 14-2 Ed. 1.2 (2008): Part 2 | ISO 17025
13298 | Electromagnetic compatibility (EMC) - Requirements for household appliances, electric tools and similar apparatus. Immunity | EN 55014-2:1997 +A1 (2001) + A2 (2008) | ISO 17025
13299 | Electromagnetic compatibility (EMC) - Road vehicles - Electrical disturbances from conduction and coupling -Electrical transient conduction along supply lines only | ISO 7637-2: Part 2, Second edition (2004)+ A1 (2008) | ISO 17025
13300 | Electromagnetic compatibility (EMC) - Road vehicles -- Environmental conditions and testing for electrical and electronic equipment -- Part 1: General | ISO 16750-1:2006 | ISO 17025
13301 | Electromagnetic compatibility (EMC) - RSS-216 &mdash; Wireless Power Transfer Devices (Wireless Chargers) | RSS-216, Issue 1 (September 2014) | ISO 17025
13302 | Electromagnetic compatibility (EMC) - RTCA DO-160G | Section 15, Magnetic Effects; Section 16, Power Input; Section 17, Voltage Spikes; Section 18, Audio Frequency Conducted Suspectibility-Power Inputs; Section 19, Induced Signal Susceptibility; Section 20.4, RF Susceptibility, Conducted; Section 20.5, RF Susceptibility, Radiated; Section 25, Electrostatic Discharge (ESD) | ISO 17025
13303 | Electromagnetic compatibility (EMC) - RTCA DO160G: Radiated and Conducted Emissions | RTCA DO-160G: Section 21.3, Section 21.4, Section 21.5 | ISO 17025
13304 | Electromagnetic compatibility (EMC) - SAR MEASUREMENT PROCEDURES FOR USB DONGLE TRANSMITTERS | FCC KDB 447498 (October 23, 2015) | ISO 17025
13305 | Electromagnetic compatibility (EMC) - Shipborne Radar in the 2900-3100 MHz and 9225-9500 MHz Bands | RSS:238, Issue 1 (July 2013) | ISO 17025
13306 | Electromagnetic compatibility (EMC) - Short Range Devices - Radio equipment in the frequency range 9 kHz to 25 MHz | QCVN 55:2011/BTTTT | ISO 17025
13307 | Electromagnetic compatibility (EMC) - Short Range Devices - Radio equipment in the frequency range 9 kHz to 25 MHz - Technical requirements | TCN 68-243:2006 | ISO 17025
13308 | Electromagnetic compatibility (EMC) - Sound and broadcast receivers and associated equipment - Radio disturbance characteristics - Limits and methods of measurement | CISPR 13, Edition 4.2 (2006-03) | ISO 17025
13309 | Electromagnetic compatibility (EMC) - Sound and television broadcast receivers and associated equipment - Radio disturbance characteristics - Limits and methods of measurement | EN 55013 (2001) + A1 (2003) + A2 (2006); EN 55013:2013; IEC/CISPR 13, Ed. 5.0 (2009-06) | ISO 17025
13310 | Electromagnetic compatibility (EMC) - Subscriber Station for Wireless Broadband Access Type Approval Technical Specification | PLMN09 (2012) | ISO 17025
13311 | Electromagnetic compatibility (EMC) - Technical Requirements and Test Methods for Electromagnetic Interference; Korean only | RRA 2013-3 and 2013-24, June 17, 2013, Korean only; RRA 2014-8 and RRA 2014-37 (June 23, 2014); RRA Public Notification 2011-24, K only (Dec 23, 2011) | ISO 17025
13312 | Electromagnetic compatibility (EMC) - Technical Requirements and Test Methods for Electromagnetic Susceptibility; Korean only | RRA 2013-4 and RRA2013-25, June 17, 2013, Korean only; RRA 2014-09 and RRA 2014-38 (June 23, 2014) K only; RRA Public Notification 2011-25, K only (Dec 23, 2011) | ISO 17025
13313 | Electromagnetic compatibility (EMC) - Technical Requirements for Measurement and Test Procedure of Specific Absorption Rate; Korea only | RRA Public Notification 2015-23 (Nov. 18 2015); K only | ISO 17025
13314 | Electromagnetic compatibility (EMC) - Technical Requirements for Measurement of Electromagnetic Field Strength | RRA Notice 2014-2, K only (Feb. 4, 2014); RRA Public Notification 2012-21 (Nov 6, 2012); K only | ISO 17025
13315 | Electromagnetic compatibility (EMC) - Technical Requirements for Radio Equipment: Unlicensed Radio Equipment Established Without Notice | MSIP Public Notification 2013-116 Aug 29, 2013; K only | ISO 17025
13316 | Electromagnetic compatibility (EMC) - Technical Requirements for Radio Equipment; Regulations on Radio Equipment (K only) | KCC Public Notification 2012-92 (Nov 6, 2012); K only | ISO 17025
13317 | Electromagnetic compatibility (EMC) - Technical Requirements for the Human Protection against Electromagnetic Waves | MSIP Public Notification 2013-118 (Aug 29, 2013); K only | ISO 17025
13318 | Electromagnetic compatibility (EMC) - Technical Requirements for the Human Protection against Electromagnetic Waves; K only | KCC Public Notification 2012-2 (Jan. 5, 2012) | ISO 17025
13319 | Electromagnetic compatibility (EMC) - Technical Requirements for the Human Protection against Electromagnetic Waves; Korea only | MSIP Public Notification 2015-18 (Mar. 25, 2015); K only | ISO 17025
13320 | Electromagnetic compatibility (EMC) - Technical Specification for Land Mobile Radio Equipment | IDA TS LMR, Issue 1, Rev 1 (August 2006) | ISO 17025
13321 | Electromagnetic compatibility (EMC) - Technical Specification for Land Mobile Radio Equipment | IDA TS LMR Issue 1 Rev 4, June 2011 | ISO 17025
13322 | Electromagnetic compatibility (EMC) - Technical Specification for Short Range Devices | IDA TS SRD Issue 1 Rev 6, May 2011; IDA TS SRD Issue 1 Rev 7, April 2013 | ISO 17025
13323 | Electromagnetic compatibility (EMC) - Technical Specification for Ultra Wideband (UWB) Device | IDA TS UWB Issue 1 Rev 1, May 2011 | ISO 17025
13324 | Electromagnetic compatibility (EMC) - Technical Specification for Wireless Broadband Access (WBA) Equipment | IDA TS WBA Issue 1 Rev 1, May 2011; IDA TS WBA Issue 1 Rev 2, November 2012 | ISO 17025
13325 | Electromagnetic compatibility (EMC) - Test Method for Electromagnetic Interference | KN 301 489-1 (Annex 8-1) w/ RRA Announce 2013-24 (6/17/2013); KN 301 489-3 (Annex 8-8) w/ RRA Announce 2013-24 (6/17/13); KN 301 489-17 (Annex 8-3) w/ RRA Announce 2013-24 (6/17/13); KN 301 489-24 (Annex 8-4) w/ RRA Announce 2013-24 (6/17/13); KN 301 489-27 (Annex 8-14) w/ RRA Announce 2013-24 (6/17/13); KN 61000-6-3 (Annex 14) with RRA Announce 2013-24 (6/17/13); KN 61000-6-4 (Annex 15) with RRA Anounce 2013-24 (6/17/2013) | ISO 17025
13326 | Electromagnetic compatibility (EMC) - Test Method for Electromagnetic Interference; Korean only | KN 61000-3-2 (Annex 1-11); RRA 2014-37 (Sept. 23, 2014); KN 61000-3-12 (Annex 1-11); RRA 2014-37 (Sept 23, 2014) | ISO 17025
13327 | Electromagnetic compatibility (EMC) - Test Method for Electromagnetic Interference; With KN 11 (Annex 2). K Only | KN11 (Annex 2) with RRA Announce 2012-21 (Jun. 28, 2012); KN11 (Annex 2) with RRA Announce 2013-24 (June 17, 2013); KN14-1 (Annex 4) with RRA Announce 2013-24 (Jun. 17 2013); KN 14-2 (Annex 4) RRA Announce 2014-92 (Dec29,2014) | ISO 17025
13328 | Electromagnetic compatibility (EMC) - Test Method for Electromagnetic Susceptibility | KN 61000-6-1 (Annex 11); RRA Announce 2012-22 (Jun 28, 2012); KN 61000-6-1 (Annex 11); RRA Announce 2013-25 (Jun 17, 2013); KN 61000-6-2(Annex 14); RRA Announce 2012-22 (Jun.28,2012); KN 61000-6-2 (Annex 14) w/ RRA Announce 2013-25 (6/17/13) | ISO 17025
13329 | Electromagnetic compatibility (EMC) - Test Method for Electromagnetic Susceptibility | KN 24 (Annex 5) with RRA Announce 2012-22 (Jun. 28, 2012); KN 24 (Annex 5) with RRA Announce 2013-25 (Jun. 17, 2013) | ISO 17025
13330 | Electromagnetic compatibility (EMC) - Test Method for Electromagnetic Susceptibility | KN 301-489-01 (Annex 8-1);RRA Announce 2012-22(Jun. 28,2012); KN 301-489-07 (Annex 8-2); RRA Announce 2012-22(Jun 28,2012); KN 301-489-17 (Annex 8-3); RRA Announce 2012-22(Jun 28,2012); KN 301-489-24 (Annex 8-4); RRA Announce 2012-22(Jun 28,2012); KN 301-489-24 (Annex 8-4); RRA Announce 2013-25(Jun 17,2013); KN 301-489-03 (Annex 8-8); RRA Announce 2012-22(Jun.28,2012); KN 301-489-03 (Annex 8-8); RRA Announce 2013-25(Jun.17,2013); KN 301 489-7 (Annex 8-2) w/ RRA Announce 2013-25 (6/17/13); KN 301 489-1 (Annex 8-1) w/ RRA Announce 2013-25 (6/17/13); KN 301 489-17 (Annex 8-3) w/ RRA Announce 2013-25 (6/17/13) | ISO 17025
13331 | Electromagnetic compatibility (EMC) - Test Method for Electromagnetic Susceptibility (Korean only) | KN 61000-4-11 (Annex 1-7) RRA Announce 2012-22(Jun.28, 2012); KN 61000-4-11 (Annex 1-7) RRA Announce 2013-25(June 17, 2013); KN 61000-4-2 (Annex 1-1) RRA Announce 2012-22(Jun. 28, 2012); KN 61000-4-2 (Annex 1-1) RRA Announce 2013-25 (June 17, 2013); KN 61000-4-3 (Annex 1-2) RRA Announce 2012-22(Jun. 28, 2012); KN 61000-4-3 (Annex 1-2) RRA Announce 2013-25 (June 17, 2013); KN 61000-4-4 (Annex 1-3) RRA Announce 2012-22(Jun. 28, 2012); KN 61000-4-4 (Annex 1-3) RRA Announce 2013-25 (June 17, 2013); KN 61000-4-5 (Annex 1-4) RRA Announce 2012-22(Jun. 28, 2012); KN 61000-4-5 (Annex 1-4) RRA Announce 2013-25 (June 17, 2013); KN 61000-4-6 (Annex 1-5) RRA Announce 2012-22(Jun. 28, 2012); KN 61000-4-6 (Annex 1-5) RRA Announce 2013-25 (June 17, 2013); KN 61000-4-8 (Annex 1-6) RRA Announce 2012-22(Jun. 28, 2012); KN 61000-4-8 (Annex 1-6) RRA Announce 2013-25 (June 17, 2013 | ISO 17025
13332 | Electromagnetic compatibility (EMC) - Test Methods for Electromagnetic Compatibility; Korea only | RRA Announce 2015-110 (Dec. 3, 2015); K only; RRA Public Notification 2015-27 (Dec. 3 2015); Korea only | ISO 17025
13333 | Electromagnetic compatibility (EMC) - Test Methods for Electromagnetic Interference (RRA Announce 2012-21, June 28, 2012) Korean only | KN22 (Annex 5) with RRA Announce 2012-21 (Jun. 28, 2012); KN22 (Annex 5) with RRA Announce 2013-24 (June 17, 2013); KN 301-489-07 (Annex 8-2); RRA Announce2012-21,(Jun 28,2012); KN 301-489-07 (Annex 8-2); RRA KN 301-489-24 (Annex 8-4); RRA Announce2012-21,(Jun 28,2012)Announce2013-24,(Jun 17,2013); KN 301-489-27(Annex 8-14); RRA Announce2012-21(Jun. 28,2012) | ISO 17025
13334 | Electromagnetic compatibility (EMC) - Test Methods for Electromagnetic Interference using KN 16-1-1, KN 16-1-2, KN 16-1-3, KN 16-1-4, KN 16-1-5, KN 16-2-1, KN 16-2-2, KN 16-2-3, KN 16-2-4 | RRA Announce 2012-21, K only (Jun. 28, 2012); RRA Announce 2013-24, June 17, 2013;Korean only | ISO 17025
13335 | Electromagnetic compatibility (EMC) - Test Methods of radio disturbance for multimedia equipment | KN 32:2013 (Annex 16); KN 32:2015 (Annex 11) | ISO 17025
13336 | Electromagnetic compatibility (EMC) - Testing and measurement techniques - Harmonics and interharmonics including mains signalling at a.c. power port, low frequency immunity tests | IEC 61000-4-13 Ed. 1.1 (2002) + A1 (2009) | ISO 17025
13337 | Electromagnetic compatibility (EMC) - Testing and measurement techniques - Immunity to conducted disturbances, induced by radio-frequency fields | IEC 61000-4-6 Ed. 3.0 (2008): Part 4.6; IEC 61000-4-6 ed4.0 (2013): Part 4.6; IEC 61000-4-8, Ed. 1.1 (2001); EN 61000-4-8 | ISO 17025
13338 | Electromagnetic compatibility (EMC) - Testing and measurement techniques - Power frequency magnetic field immunity test | IEC 61000-4-8 (2009): Part 4.8 | ISO 17025
13339 | Electromagnetic compatibility (EMC) - Testing and measurement techniques - Radiated, radio-frequency, electromagnetic field immunity test | IEC 61000-4-3, Ed. 3.1 (2008-04): Part 4.3; IEC 61000-4-4, Ed. 2.0 + A1 (2010): Part 4.4; IEC 61000-4-4 (2012-04) | ISO 17025
13340 | Electromagnetic compatibility (EMC) - Testing and measurement techniques - Surge immunity test | IEC 61000-4-5, Ed 1.1 (2005-11): Part 4.5 | ISO 17025
13341 | Electromagnetic compatibility (EMC) - Testing and measurement techniques - Variation of power frequency, immunity test for equipment with input current not exceeding 16 A per phase | IEC 61000-4-28 (1999) + A1 (2001) + A2 (2009): Part 4.28 | ISO 17025
13342 | Electromagnetic compatibility (EMC) - Testing and measurement techniques. Radiated, radio- Frequency, electromagnetic field immunity test | EN 61000-4-3 (2006) +A1 (2008) + A2 (2010) | ISO 17025
13343 | Electromagnetic compatibility (EMC) - The Third Generation Mobile Telecommunication Terminal Equipment Technical Specifications | PLMN08 (2012) | ISO 17025
13344 | Electromagnetic compatibility (EMC) - TIA Standard: Land Mobile FM or PM Communications Equipment - Measurement and Performance Standard | ANSI/TIA/EIA-603-D (2010) | ISO 17025
13345 | Electromagnetic compatibility (EMC) - Trunked Radio Terminal Equipment Technical Specifications | PLMN04 (2007) | ISO 17025
13346 | Electromagnetic compatibility (EMC) - Unintentional Radiators | ANSI C63.4 (2003) with FCC Method 47 CFR Part 15, Subpart B; ANSI C63.4 (2009) with FCC Method 47 CFR Part 15, Subpart C | ISO 17025
13347 | Electromagnetic compatibility (EMC) - Unintentional Radiators | ANSI C63.4 (2003) with FCC Method 47 CFR Part 15, Subpart B | ISO 17025
13348 | Electromagnetic compatibility (EMC) - Uninterruptible power systems (UPS) | EN 62040-2:2006: Part 2 | ISO 17025
13349 | Electromagnetic compatibility (EMC) - Unlicensed National Information Infrastructure Service Devices | ANSI C63.4 (2003) with FCC Method 47 CFR Part 15, Subpart E; ANSI C63.4 (2009) with FCC Method 47 CFR Part 15, Subpart E | ISO 17025
13350 | Electromagnetic compatibility (EMC) - Unlicensed Radio Equipment Established Without Notice; Korean only | MSIP Public Notification 2014-93 (Dec. 3, 2013) | ISO 17025
13351 | Electromagnetic compatibility (EMC) - Vehicles, boats and internal combustion engine driven devices - Radio disturbance characteristics | CISPR 12 (2007) + A1 (2009) | ISO 17025
13352 | Electromagnetic compatibility (EMC) - Vehicles, boats and internal combustion engines | EN 55012 (2007) +A1 (2009) | ISO 17025
13353 | Electromagnetic compatibility (EMC) - Wireless Broadband Access Equipment Operating in the Band 3650-3700 MHz | RSS-197, Issue 1 (February 2010) | ISO 17025
13354 | Electromagnetic compatibility (EMC) - Wireless Communication Service (WCS) Equipment Operating in the Bands 2305-2320 MHz and 2345-2360 MHz | RSS-195, Issue 2 (April 2014) | ISO 17025
13355 | Electromagnetic compatibility (EMC) - Zone Enhancers for the Land Mobile Service | RSS-131, Issue 2 (July 2003) | ISO 17025
13356 | Electromagnetic compatibility (EMC)- Alarm systems - Product family standard: Immunity requirements for components of fire, intruder and social alarm systems | EN 50130-4 (1995): Part 4 + A1(1998) & A2(2003) | ISO 17025
13357 | Electromagnetic compatibility (EMC) -Alarm systems: Product family standard. Immunity requirements for components of fire, intruder, hold up, CCTV, access control and social alarm systems | EN 50130-4 (2011) | ISO 17025
13358 | ElectroMagnetic Compatibility (EMC) standard for radio equipment and services; Part 1: Common technical requirements; Harmonised Standard for ElectroMagnetic Compatibility | ETSI EN 301 489-1 V2.2.3 (2019-11) | ISO 17025
13359 | ElectroMagnetic Compatibility (EMC) standard for radio equipment and services; Part 27: Specific conditions for Ultra Low Power Active Medical Implants (ULP-AMI) and related peripheral devices (ULP-AMI-P); Harmonised Standard covering the essential requirements of article 3.1(b) of Directive 2014/53/EU | ETSI EN 301 489-27 V2.2.1 (2019-04) | ISO 17025
13360 | Electromagnetic compatibility (EMC) standard for radio equipment and services; Part 3: Specific conditions for Short-Range Devices (SRD) operating on frequencies between 9kHz and 246 GHz; Harmonised Standard covering the essential requirements of article 3.1(b) of Directive 2014/53/EU | ETSI EN 301 489-3 V2.1.1 (2019-03) | ISO 17025
13361 | ElectroMagnetic Compatibility (EMC) standard for radio equipment and services; Part 31: Specific conditions for equipment in the 9 kHz to 315 kHz band for Ultra Low Power Active Medical Implants (ULP-AMI) and related peripheral devices (ULP-AMI-P); Harmonised Standard covering the essential requirements of article 3.1(b) of the Directive 2014/53/EU | ETSI EN 301 489-31 V2.2.1 (2019-04) | ISO 17025
13362 | ElectroMagnetic Compatibility (EMC) standard for radio equipment and services; Part 51: Specific conditions for Automotive, Ground based Vehicles and Surveillance Radar Devices using 24,05 GHz to 24,25 GHz, 24,05 GHz to 24,5 GHz, 76 GHz to 77 GHz and 77 GHz to 81 GHz; Harmonised Standard covering the essential requirements of article 3.1b of Directive 2014/53/EU | ETSI EN 301 489-51 V2.1.1 (2019-04) | ISO 17025
13363 | ElectroMagnetic Compatibility (EMC) standard for radio equipment and services; Part 6: Specific conditions for Digital Enhanced Cordless Telecommunications (DECT) equipment; Harmonised Standard covering the essential requirements of article 3.1(b) of the Directive 2014/53/EU | ETSI EN 301 489-6, V2.1.1 (2016-11) | ISO 17025
13364 | Electromagnetic compatibility (EMC). Generic standards. Immunity standard for industrial environments | EN IEC 61000-6-2 (2019) | ISO 17025
13365 | Electromagnetic compatibility and Radio spectrum Matters; ElectroMagnetic Compatibility standard for radio equipment and services; Part 3: Specific conditions for Short-Range Devices (SRD) operating on frequencies between 9 kHz and 40 GHz | ETSI EN 301 489-3 v1.4.1 (2002-08) | ISO 17025
13366 | Electromagnetic Compatibility Measurement Procedure for Vehicle Components - Immunity to AC Power Line Electric Fields | SAE J1113-26 (2014-04) | ISO 17025
13367 | Electromagnetic Compatibility Measurement Procedures and Limits for Components of Vehicles, Boats (up to 15 m), and Machines (Except Aircraft) (16.6 Hz to 18 GHz) | SAE J1113-1 (2018-10) | ISO 17025
13368 | Electromagnetic compatibility of multimedia equipment - Emission requirements | CISPR 32 (2015) + A1 (2019) | ISO 17025
13369 | Electromagnetic compatibility of multimedia equipment - Immunity requirements | CISPR 35 (2016) | ISO 17025
13370 | Electromagnetic compatibility. Requirements for household appliances, electric tools and similar apparatus - Emission | EN 55014-1 (2019) | ISO 17025
13371 | Environmental Conditions and Test Procedures for Airborne Equipment - Emissions of Radio Frequency Energy | RTCA/DO-160F (2007): Section 21 | ISO 17025
13372 | ERM; ElectroMagnetic Compatibility (EMC) standard for radiio equipment and services; Part 19: Specific conditions for Receive Only Mobile Earth Stations (ROMES) operating in the 1.5 GHz band providing data communications | ETSI EN 301 489-19 V2.1.1 (2019-04) | ISO 17025
13373 | Explosive atmospheres - Part 29-1: Gas Detectors - Performance Requirements of Detectors for Flammable Gases ( Clause 5.4.21) | IEC 60079-29-1, Ed. 2.0 (2016); Clause 5.4.21 | ISO 17025
13374 | Explosive atmospheres - Part 29-4: Gas detectors - Performance requirements of open path detectors for flammable gases (Clause 5.4.17) | IEC 60079-29-4, Ed. 1 (2009), Clause 5.4.17 | ISO 17025
13375 | Generic standard for assessment of low power electronic and electrical equipment related to human exposure restrictions for electromagnetic fields (10 MHz - 300 GHz) | EN 50663 (2017) | ISO 17025
13376 | Guidance for Compliance Measurement on Digital Transmission System, Frequency Hopping Spread Spectrum System, and Hybrid System Devices Operating Under Section 15.247 of the FCC Rules | FCC KDB 558074 D01 (April 2, 2019) | ISO 17025
13377 | Industrial trucks - Electromagnetic compatibility | EN 12895 (2015) + A1 (2019) | ISO 17025
13378 | Industrial, scientific and medical equipment - Radio-frequency disturbance characteristics - Limits and methods of measurement | CISPR 11 ED. 6.2 (2019) | ISO 17025
13379 | Industrial, scientific and medical equipment&mdash;Radio-frequency disturbance characteristics&mdash;Limits and methods of measurement (CISPR 11:2015 +AMD1:2016 (ED.6.1) MOD) | AS CISPR 11 (2017) | ISO 17025
13380 | Information technology equipment - Radio disturpance characteristics - Limits and methods of measurement | RSS-130, Issue 2 (February 2019) | ISO 17025
13381 | Information Technology Equipment (Including Digital Apparatus) - Limits and methods of measurement | ICES-003 Issue 6 (April 2019) | ISO 17025
13382 | Licence-Exempt Radio Apparatus: Category I Equipment | RSS-210, Issue 10 (December 2019) | ISO 17025
13383 | Licence-Exempt Radio Apparatus: Category II Equipment | RSS-310, Issue 5 (January 2020) | ISO 17025
13384 | Licensed Wireless Microphones | RSS-123, Issue 4 (August 2019) | ISO 17025
13385 | Medical electrical equipment - Part 1-2: General requirements for safety - Collateral standard: Electromagnetic compatibility - Requirements and tests | IEC 60601-1-2, Ed. 4.0 (2014) + A1 (2020) | ISO 17025
13386 | Medical electrical equipment - Part 2-37: Particular requirements for the basic safety and essential performance of ultrasonic medical diagnostic and monitoring equipment | EN 60601-2-37 (2008) + A1 (2015); Clause 202 | ISO 17025
13387 | National technical regulation on electromagnetic compatibility for Base Station, Repeater, ancillary equipment of digital cellular telecommunications systems GSM, W-CDMA FDD and LTE | QCVN 103 (2016): BTTTT | ISO 17025
13388 | National technical regulation on Electromagnetic compatibility of multimedia equipment - Emission requirements | QCVN 118 (2018): BTTTT | ISO 17025
13389 | National technical regulation on Evolved Universal Terrestrial Radio Access (E-UTRA FDD) Repeater | QCVN 111 (2017):BTTT | ISO 17025
13390 | National technical regulation on Evolved Universal Terrestrial Radio Access (E-UTRA) Base Stations (BS) | QCVN 110 (2017):BTTTT | ISO 17025
13391 | National technical regulation on Evolved Universal Terrestrial Radio Access (E-UTRA) User Equipment (UE) - Radio Access | QCVN 117 (2018): BTTTT | ISO 17025
13392 | National technical regulation on general electromagnetic compatibility for radio broadband data transmission equipment | QCVN 112 (2017): BTTTT | ISO 17025
13393 | NOM (Normas Oficiales Mexicanas) Certification ​- the CE Mark for Mexico (involves EMC, Safety, etc) | NOM | ISO 17025
13394 | Point-to-multipoint broadband equipment operating in the bands 512-608 MHz for rural remote broadband systems (RRBS) (TV Channels 21 to 36) | RSS-196, Issue 2 (February 2019) | ISO 17025
13395 | Product standard to demonstrate the compliance of wireless communication devices with the basic restrictions and exposure limit values related to human exposure to electromagnetic fields in the frequency range from 30 MHz to 6 GHz: hand-held and body mounted devices in close proximity to the human body | EN 50566 (2017) | ISO 17025
13396 | Radio Equipment Directive (RED) Testing - Notified Body Services | Annex III, Conformity Assessment Modules B and C | ISO 17025
13397 | Short Range Devices (SRD); Radio equipment to be used in the 1 GHz to 40 GHz frequency range; Harmonised Standard for access to radio spectrum | ETSI EN 300 440 V2.2.1 (2018-07) | ISO 17025
13398 | The Third Generation Mobile Telecommunication Terminal Equipment Technical Specifications | PLMN08 (2018) | ISO 17025
13399 | Ultra-Low Power (ULP) Wireless Medical Capsule Endoscopy Devices Operating in the 430-440 MHz Band | RSS-246, Issue 1 (March 2019) | ISO 17025
13400 | Vehicles, Boats and Other Devices Propelled by an Internal Combustion Engine, Electrical Means or Both; Includes updates on e-labelling (Nov 2014) and diesel engine transition period (Feb 2017) | ICES-002 Issue 6, A1 (Mar 2013) | ISO 17025
13401 | White Space Devices (WSDs) | RSS-222, Issue 2 (January 2020) | ISO 17025
13402 | Wideband transmission systems; Data transmission equipment operating in the 2.4 GHz band; Harmonised Standard for access to radio spectrum | ETSI EN 300 328 V2.2.2 (2019-07) | ISO 17025
13403 | Wireless power transmission systems, using technologies other than radio frequency beam in the 19-21 kHz, 59-61 kHz, 79-90 kHz, 100-300 kHz, 6,765-6,795 kHz ranges; Harmonised Standard covering the essential requirements of article 3.2 of Directive 2014/53/EU | ETSI EN 303 417 V1.1.1 (2017-09) | ISO 17025
13404 | Zone enhancers | RSS-131, Issue 3 (May 2017) | ISO 17025
13405 | Low-power Radio-frequency Devices - Technical Regulations | LP0002 (July 2020) | SAC 17025
13406 | CASS (Copper Acidified Salt Solution) Testing | ASTM G85 (A3 & A4) | ISO 17025
13407 | Mixed Flowing Gas Test (MFG) / Corrosive Atmosphere | ASTM B845, ASTM B827; JDQ 53.3; DS/EN 60068-2-60; IEC 60068-2-60; Ford ES-2L2T-14K147-AA | ISO 17025
13408 | Salt Spray Testing | UL 2703 Section 19.2 | n/a
13409 | Salt Spray Testing (Salt Fog) - Copper Accelerated Acetic Acid-Salt Spray (CASS) | ASTM G85 (A3 & A4), ASTM B117, ASTM D1735, ASTM D2247; DIN50021-SS; IEC 60945, Section 8.12; RTCA/DO-160, Section 14 (Category S & T); MIL-STD-202, Method 101E; MIL-STD-810, Method 509; MIL-DTL-5541F; SAE J1810, Section 5.7; GMW 3172, Section 9.4.8 | ISO 17025
13410 | Accelerated Weathering / Aging | ASTM F1980 | n/a
13411 | Acceleration / Crash Safety Testing | MIL-STD-810, Method 513; RTCA DO-160, Section 7 | ISO 17025
13412 | Altitude Testing | RTCA/DO-160, Section 4.6.1; MIL-STD-810, Method 500 | ISO 17025
13413 | Blowing Rain Testing | MIL-STD-810, Method 506, Procedure I | ISO 17025
13414 | Blowing Sand / Dust Testing | IEC 60529, Section 13; MIL-STD-202, Method 110A; MIL-STD-810, Method 510, Procedure I; RTCA/DO-160, Section 12.4 (Category D); GMW 3172, Section 9.5.1; RTCA DO-160, Section 12.4; MIL-STD-810, Method 510, Procedure II | ISO 17025
13415 | Contamination by Fluids / Fluid Susceptibility | MIL-STD-810, Method 504; RTCA/DO-160, Section 11 | ISO 17025
13416 | Explosive Atmosphere Testing | MIL-STD-810, Method 511; RTCA/DO-160, Section 9 | ISO 17025
13417 | High and Low Temperature Conditioning / Evaluation | IEC 60945, Sections 8.2, 8.4; MIL-STD-202, Method 108A; MIL-STD-810, Methods 501, 502, 521; RTCA/DO-160, Sections 4.5.1, 4.5.2, 4.5.3, 4.5.4, 4.5.5, 5, 24 (Categories A & C); SAE J1810, Section 5.1; GMW 3172, Section 9.4.1 | ISO 17025
13418 | Highly Accelerated Life Testing (HALT) / Highly Accelerated Stress Screening (HASS) | GMW 8287, GMW 14906; Qualmark 933-0326, Section 10 | ISO 17025
13419 | Highly Accelerated Stress Test (HAST) - Accelerated Humidity | JESD22-A110B | ISO 17025
13420 | Humidity Testing | DIN 50017; IEC 60945, Sections 8.3; MIL-STD-202, Methods 103B, 106G; MIL-STD-810 Method 507; RTCA/DO-160, Section 6; GMW 3172, Sections 9.4.5, 9.4.6 | ISO 17025
13421 | Icing / Freezing Rain Testing | MIL-STD-810, Method 521; RTCA/DO-160, Section 24 | ISO 17025
13422 | Immersion Testing | MIL-STD-810, Method 512; IEC 60945, Section 8.9; SAE J1810, Section 5.8 | ISO 17025
13423 | Powered Temperature Cycling Test | GMW 3172, Section 89.4.3 | ISO 17025
13424 | Rapid Decompression | MIL-STD-810 | ISO 17025
13425 | Solar Radiation Testing (Atlas Xenon Arc) | JDQ 53.3 Section 8.1 Level 3; ISO 4892-2; ASTM G26-96, ASTM G155, MIL-STD-810 Method 505 | ISO 17025
13426 | Solar Radiation Testing (Atlas Xenon Arc) | MIL-STD-810 Method 505 | n/a
13427 | Thermal Shock Testing | RTCA/DO-160, Section 6; IEC 60945, Sections 8.5; MIL-STD-202, Method 107G; MIL-STD-810, Method 503; GMW 3172, Section 9.42 | ISO 17025
13428 | Vibration Testing | IEC 60945, Section 8.7; MIL-STD 202, Methods 106G, 201A, 204D, 214A; MIL-STD-810, Methods 514, 516, Procedures IV, VI; MIL-STD-167; RTCA/DO-160, Section 8.5.2; SAE J1810, Section 5.5; GMW 3172, Section 9.3.1 | ISO 17025
13429 | Waterproofness / IP testing | RTCA DO-160, Section 10; DIN 40050 (Cat 5, 6, 5K, 6K, 9K); ISO 20653 (Cat 5, 6, 5K, 6K, 9K); IEC 60529 (Cat 5, 6, 5K, 6K, 9K) | ISO 17025
13430 | Drop Testing | IEC 60945, Section 8.6.1 | ISO 17025
13431 | Overpressure/Decompression/Pressure Testing | RTCA/DO-160, Section 4.6.2; RTCA/DO-160, Section 4.6.3; Element VC 202 | ISO 17025
13432 | Shock Testing | MIL-STD-202, Method 213B (higher levels need shock machine); MIL-STD-810, Method 514; MIL-STD-810, Method 516, Procedures I, II, III, and V; RTCA/DO-160, Sections 7.2, 7.3.1; SAE J1810, Section 5.4; GMW 3172, Sections 9.3.3, 9.3.4, 9.3.5 | ISO 17025
13433 | Package Testing per ISTA (International Safe Transit Association) | ISTA 1A, ISTA 1B, ISTA 1G, ISTA 1H, ISTA 3A, ISTA 3B, 6AM (Amazon), 7D | ISTA
13434 | Areal Weight |  | n/a
13435 | AREAL WEIGHT CALCULATION OF STRUCTURAL FOAMING ADHESIVES | BATS 4461 | Bombardier Approved
13436 | AREAL WEIGHT CALCULATION, PREIMPREGNATED FIBERGLASS CLOTH | BATS 4565 | Bombardier Approved
13437 | AREAL WEIGHT CALCULATION, PRE-IMPREGNATED GRAPHITE CL. | BATS 4765 | Bombardier Approved
13438 | AREAL WEIGHT OF ADHESIVE FILM | BATS 4265 | Bombardier Approved
13439 | Chemical Analysis |  | n/a
13440 | Compression After Impact/Tension After Impact |  | n/a
13441 | CURED PLY THICKNESS OF COMPOSITE LAMINATES. | BATS 4712 | Bombardier Approved
13442 | Density Determination |  | n/a
13443 | Electrical Conductivity - Aluminum ONLY |  | n/a
13444 | FIBER VOLUME, FIBERGLASS LAMINATE | BATS 4510 | Bombardier Approved
13445 | FIBER VOLUME, GRAPHITE LAMINATE. | BATS 4710 | Bombardier Approved
13446 | Fiber, Resin and Void Content |  | n/a
13447 | Fiber/Fibre volume fraction (Optical Microscopy method) - Fiber/Fibre content |  | ISO 17025
13448 | Fourier Transform Infrared Spectroscopy (FTIR) |  | n/a
13449 | Gel Time |  | n/a
13450 | Gel time, adhesive resin film | BATS 4264 | Bombardier Approved
13451 | GEL TIME, PREIMPREGNATED FIBERGLASS CLOTH | BATS 4564 | Bombardier Approved
13452 | GEL TIME, PRE-IMPREGNATED GRAPHITE CLOTH. | BATS 4764 | Bombardier Approved
13453 | PREPREG RESIN CONTENT, PHENOLIC | BATS 4061 | Bombardier Approved
13454 | RESIN CONTENT OF PREIMPREGNATED FIBERGLASS CLOTH | BATS 4561 | Bombardier Approved
13455 | RESIN CONTENT OF PREIMPREGNATED FIBERGLASS CLOTH. | BATS 4761 | Bombardier Approved
13456 | RESIN FLOW, ADHESIVE RESIN FILM | BATS 4263 | Bombardier Approved
13457 | RESIN FLOW, PREIMPREGNATED FIBERGLASS CLOTH | BATS 4563 | Bombardier Approved
13458 | RESIN FLOW, PRE-IMPREGNATED GRAPHITE CLOTH AND UNIDIRECTIONAL TAPE. | BATS 4763 | Bombardier Approved
13459 | RESIN FLOW, PREIMPREGNATED ORGANIC FIBER EPOXY RESIN | BATS 4663 | Bombardier Approved
13460 | Sampling and preparation of samples for the determination of chemical composition | EN 14284, EN 10276-1 | ISO 17025
13461 | Slump Testing |  | n/a
13462 | TESTING OF PHYSICAL PROPERTIES (SPECIFIC DENSITY - WEIGHT - MOISTURE CONTENT - | BAERD-GEN-018-4A | Bombardier Approved
13463 | Viscosity |  | n/a
13464 | VOID CONTENT, CALCULATION PROCEDURE FOR GRAPHITE LAMINATE. | BATS 4711 | Bombardier Approved
13465 | VOLATILE CONTENT OF ADHESIVE FILM | BATS 4262 | Bombardier Approved
13466 | VOLATILE CONTENT OF STRUCTURAL FOAMING ADHESIVES | BATS 4462 | Bombardier Approved
13467 | VOLATILE CONTENT, PREIMPREGNATED CLOTH. | BATS 4762 | Bombardier Approved
13468 | VOLATILE CONTENT, PREIMPREGNATED FIBERGLASS CLOTH | BATS 4962 | Bombardier Approved
13469 | Volatiles Content |  | n/a
13470 | Water immersion - Resistance to liquids for paints and coatings | ISO 2812-2 | Airbus
13471 | Computer Aided Design (CAD) |  | n/a
13472 | Failure Analysis |  | n/a
13473 | General Aerospace R&D Support |  | n/a
13474 | Cross Cut Test for paints and coatings | ISO 2409 | Airbus
13475 | Exfoliating Corrosion Testing |  | n/a
13476 | Stress Corrosion Cracking Testing | ASTM G47, ASTM G44, ASTM G38, ASTM G49 | n/a
13477 | Susceptibility to Intergranular Attack |  | n/a
13478 | A/C Systems Testing |  | n/a
13479 | Accelerated Aging |  | n/a
13480 | Autoclave (used to manufacture composite parts for customers) - Not intended for testing |  | n/a
13481 | Foam Core Testing |  | n/a
13482 | Pressure Testing |  | n/a
13483 | Shock & Vibration Testing |  | n/a
13484 | Temperature and Humidity Testing |  | n/a
13485 | Clamp Force Testing |  | n/a
13486 | Dimensional Inspection |  | n/a
13487 | Shear Strength Testing |  | n/a
13488 | Hardness and Microhardness Testing | ISO 6506-1 | n/a
13489 | Axial Fatigue Testing | UNE EN 6072, ASTM E466 | n/a
13490 | Axial Pullout |  | n/a
13491 | Bearing Strength |  | n/a
13492 | Bend Testing | I+D-E 195, ASTM E290, prEN 2002-6 | n/a
13493 | CALCULATION OF THE TENSILE MODULUS (LAMINATE) | BATS 3401 | Bombardier Approved
13494 | Compression Testing | ASTM E9 | n/a
13495 | Digital Image Coorelation - DIC (ARAMIS/GOM) |  | ISO 17025
13496 | Fatigue Crack Growth Testing | ISO 12108 | ISO 17025
13497 | Fatigue Testing | ISO 1099 | ISO 17025
13498 | Fiber reinforced plastics - Determination of compression and tension strength after edge impact (Compression after Impact) | AITM 1.0076 | Airbus
13499 | Fittings Mechanical Testing |  | n/a
13500 | FLATWISE TENSILE TEST FOR ADHESIVE SYSTEMS | BATS 3405 | Bombardier Approved
13501 | Flatwise Tensile Testing |  | n/a
13502 | FLEXURAL STRENGTH OF COMPOSITE MATERIALS. | BATS 3440 | Bombardier Approved
13503 | Forging Qualification |  | n/a
13504 | Fracture Toughness Testing | ASTM E370, ASTM E399 | n/a
13505 | Fuselage & System Mechanical Testing |  | n/a
13506 | Instrumented Puncture Impact Testing on Plastics | ISO 6603-2 | n/a
13507 | Interlaminar Fracture Toughness |  | n/a
13508 | INTERLAMINARSHEARSTRENGTH BY SHORT BEAM METHOD TEST OF COMPOSITE MATERIALS. | BATS 3464 | Bombardier Approved
13509 | MECHANICAL TESTING: ADHESIVES - RESINS - SEALANTS - STATIC TESTIING | BAERD-GEN-018-2A | Bombardier Approved
13510 | MECHANICAL TESTING: COMPOSITE MATERIALS - STATIC TESTING | BAERD-GEN-018-2A | Bombardier Approved
13511 | PEEL STRENGTH BY CLIMBING DRUM METHOD. | BATS 3480 | Bombardier Approved
13512 | Peel Testing |  | n/a
13513 | Residual Stress - Strain Gage Technique (Destructive Test) | ASTM E837 | n/a
13514 | Rope Web Crippling Tests |  | n/a
13515 | Sandwich Panel Flexural Testing |  | n/a
13516 | Strain Gauge Services |  | n/a
13517 | Stringer Run Out Testing (FEA) |  | n/a
13518 | Tensile shear strength for adhesive systems | BATS 3460 | Bombardier Approved
13519 | Tensile strength of non-metallic materials. | BATS 3400 | Bombardier Approved
13520 | Tensile Testing | ASTM E8/E8M, ASTM B557/B557M, ASTM A370, EN 2002-001, UNE-EN IO 6892-1, EN 895 | n/a
13521 | Tensile Testing - Electrical Wires |  | n/a
13522 | Tensile Testing of Shock Absorbers |  | n/a
13523 | Tension Fatigue of Fasteners | NASM 1312-11 | n/a
13524 | Contaminant Testing & Analysis |  | n/a
13525 | Degree of purity: Non-Metallic Inclusions | EN 10247 | ISO 17025
13526 | Delta Ferrite Measurement |  | n/a
13527 | Film Thickness for paints and coatings | ISO 2808 | Airbus
13528 | General Metallographic Evaluation |  | n/a
13529 | Macrograhic Testing - Electrical Wires and Solder Connectors |  | n/a
13530 | Macrographic examination by sulfur print (Baumann method) | ISO 4968 | ISO 17025
13531 | Measurement of Dry Film Thickness |  | n/a
13532 | Plating Thickness Measurement |  | n/a
13533 | DETERMINATION OF ELECTRICAL CONDUCTIVITY OF AL ALLOYS BY EDDY CURRENT METHOD | AITM 6-6004 | Airbus
13534 | Specimen Manufacturing |  | n/a
13535 | Differential Scanning Calorimetry (DSC) |  | n/a
13536 | TESTING OF RHEOLOGICAL PROPERTIES (VISCOSITY - FLOW - DMA - ETC.) | BAERD-GEN-018-4B | Bombardier Approved
13537 | Thermal Analysis - Dynamic Mechanical Analysis (DMA) - Measures stiffnes, damping, curing, modulus, glass transition temperature (Tg), etc. |  | n/a
13538 | Thermal Analysis - Dynamic Mechanical Analysis (DMA) - Measures stiffnes, damping, curing, modulus, glass transition temperature (Tg), etc. | BATS 4031 | Bombardier Approved
13539 | Combustion Analysis (C, H, N, O, S) - LECO | ASTM E1019, E1409, E1447, E1941 | ISO 17025 / Nadcap
13540 | Optical Emission Spectroscopy - OES | ASTM A751, E415, E1086, E1251, E3407 | ISO 17025 / Nadcap
13541 | Charpy Impact | ISO 148-1; GB/T 229 | ISO 17025 / Nadcap
13542 | Creep Testing - Stress-Rupture | ASTM E139; GB/T 2039 | ISO 17025 / Nadcap
13543 | Fatigue Testing (High and Low Cycle) - e-N Curves and strain life coefficients; coffin-manson | ASTM E466, E606/E606M, GB/T 3075, GB/T 15248 | ISO 17025 / Nadcap
13544 | Hardness (Rockwell, Brinell) | ASTM E10, A370; GB/T 231.1, ASTM E18, A370; GB/T 230.1 | ISO 17025 / Nadcap
13545 | Hydrogen Embrittlement | ASTM F519 | ISO 17025 / Nadcap
13546 | Stress Rupture - Notch | ASTM E292, E139; GB/T 2039 | ISO 17025 / Nadcap
13547 | Tensile Testing (Elevated temp.—USS, YS, EL, R/A) | ASTM E21; ISO 6892-2; GB/T 228.2; I.S. EN 2002-002 | ISO 17025 / Nadcap
13548 | Tensile Testing (Room temp.—UTS, YS, EL, R/A) | ASTM E8/E8M, A370, B557, B557M, ISO 6892-1; GB/T228.1; I.S. EN 2002-001 | ISO 17025 / Nadcap
13549 | Alpha Case (In-house Test Method) | SOP MET-010 | ISO 17025 / Nadcap
13550 | Carburization/Effective Case Depth | SAE J423; GB/T 9450 | ISO 17025 / Nadcap
13551 | Coating Thickness | ASTM B487 | ISO 17025 / Nadcap
13552 | Copper–Copper Sulfate– 16% Sulfuric Acid Test “Strauss test” (bend test) |  | ISO 17025 / Nadcap
13553 | Decarburization | ASTM E1077; GB/T 224 | ISO 17025 / Nadcap
13554 | Grain Size | ASTM E112, E930, E1181; GB/T 6394, GB/T 24177; ISO 643; GE E50TF133 | ISO 17025 / Nadcap
13555 | Hardness (Vickers, Knoop) | ASTM E384; GB/T 4340.1 | ISO 17025 / Nadcap
13556 | Hardness and Microhardness Testing - Brinell and Rockwell | n/a | ISO 17025 / Nadcap
13557 | Inclusion Content | ASTM E45(Method A & D); GB/T 10561 | ISO 17025 / Nadcap
13558 | Intergranular Attack (IGA) | AMS 2772, AMS-H-6088; ASTM A262 (Practice A and E), G110, F2111 | ISO 17025 / Nadcap
13559 | Macrostructure | ASTM E340, E381; GB/T 226, GB/T1979 | ISO 17025 / Nadcap
13560 | Microstructure | ASTM E3, A247; E407; GB/T 13298 | ISO 17025 / Nadcap
13561 | Oxalic Acid Etch Test |  | ISO 17025 / Nadcap
13562 | Replication Metallography | n/a | ISO 17025 / Nadcap
13563 | Low Stress Grinding and Polishing |  | ISO 17025 / Nadcap
13564 | Standard Specimen Machining |  | ISO 17025 / Nadcap
13565 | Force Calibration from 0.1N to 500kN (no on-site work) - Load Cells | ASTM E74:2011, ISO 376:2011 | ISO 17025
13566 | Combustion Analysis (LECO) | TC36, ONH836 | ISO 17025
13567 | Gravimetric Analysis |  | ISO 17025
13568 | Inductive Coupled Plasma - Atomic Emission Spectroscopy (ICP-AES) |  | ISO 17025
13569 | Inductively Coupled Plasma (ICP) | ICP 6000, Combustion, Fusion | ISO 17025
13570 | Inert Gas Fusion Analysis (LECO) |  | ISO 17025
13571 | Optical Emission Spectroscopy (OES) | Photometric | ISO 17025
13572 | Optical Emission Spectroscopy (OES) - Spark |  | ISO 17025
13573 | Volumetric Analysis |  | ISO 17025
13574 | X-Ray Flourescence (XRF) |  | ISO 17025
13575 | X-Ray Fluorescence (XRF) / Positive Material Identification (PMI) | ASTM E1476 | ISO 17025
13576 | Failure Analysis | N/A | -
13577 | Intergranular Attack Corrosion (IGA - IGC) | BS EN ISO 3651-2:1998, ASTM A262-14, ASTM G28-02(2008) Method A | ISO 17025
13578 | Pitting Corrosion | ASTM G48-11 Method A | ISO 17025
13579 | Dimensional Analysis | BS EN 39:2001, MTP19 | ISO 17025
13580 | General Dimensional Measurements | MTP21 and associated customer drawings and specifications | ISO 17025
13581 | Brinell Hardness Testing (no on-site work) | BS EN ISO 6506-1:2014, ASTM E10-14 | ISO 17025
13582 | Rockwell Hardness Testing (no on-site work) | BS EN ISO 6508-1:2015, ASTM E18-14 | ISO 17025
13583 | Vickers Hardness & Microhardness (no on-site work) | BS EN ISO 6507-1:2005, ASTM 384-11, MET 5, ASTM E92 | ISO 17025
13584 | Bend Testing | BS EN ISO 7438:2005 | ISO 17025
13585 | Charpy (V-Notch) Impact Testing | BS EN ISO 148-1:2010, ASTM E23-12 | ISO 17025
13586 | Compression Testing | MTP12 | ISO 17025
13587 | Creep Rupture Testing | BS EN 2002-005:2007, BS EN ISO 204:2009, ASTM E139-06, ASTM E292-09 | ISO 17025
13588 | Elevated Temperature Tensile Testing | BS EN ISO 6892-2:2009, BS EN 2002-2:2005, ASTM E21-09 | ISO 17025
13589 | Failure Force for parallel, right angle and swivel couplers | BS EN 74-1:2005 (Section 7), EN 74-1:1998 (withdrawn), BS 1139-2.2:2009 | ISO 17025
13590 | Friction Type Sleeve Couplers - Behaviour under load | BS EN 74-1:2005 (Section 7) | ISO 17025
13591 | IZOD Impact Testing | BS 131-1:1961(1996) | ISO 17025
13592 | Metal Scaffolding Couplers - Chemical Analysis and Tube Compression/Tensile | n/a | ISO 17025
13593 | Metal Scaffolding Couplers - right angle and swivel couplers + Sleeves to EN74-1:2005. Single/Put Log to BS 1139-2.2:2009 | BS EN 74-1:2005 (Section 7), EN 74-1:1998 (withdrawn), BS 1139-2.2:2009 | ISO 17025
13594 | Proof and Tensile Strength | MTP2 | ISO 17025
13595 | Proof Load Testing - Chains, Chain Slings, Rings, Links, Hooks, Shackles, Swivels, Eye Bolts and Pulley Blocks | Factories Act:1961 Section 26(1)€, Docks Regulations 1998, Shipbuilding and Ship-repairing Regulations 1960, Regulations 36(1) and 36(2), Lifting operations and lifting equipment regulations 1998 | ISO 17025
13596 | Rebar Testing | BSEN ISO 4449 | n/a
13597 | Right angle couplers - Rotation, cruciform bending moment and stiffness, pull apart force, and indentation test | BS EN 74-1:2005 (Section 7), EN 74-1:1998 (withdrawn), BS 1139-2.2:2009 | ISO 17025
13598 | Shear testing on metallics |  | n/a
13599 | Slippage force for parallel, right angle, swivel and sleeve couplers | BS EN 74-1:2005 (Section 7), EN 74-1:1998 (withdrawn), BS 1139-2.2:2009 | ISO 17025
13600 | Stress Rupture Testing | BS EN ISO 204:2009, ASTM E139-06, ASTM E292-09 | ISO 17025
13601 | Tensile Testing | BS EN ISO 6892-1:2009, BS EN 2002-1:2005, BS 4A4-1:Section 1:1966 (withdrawn), ASTM A370-14, ASTM E8/E8M-15 | ISO 17025
13602 | Tension and Compression - Bolts, Nuts & Screws (Wedge and Axial) | BS 4882:1990(2012) Appendix D, BS EN ISO 898-1:2013, BS EN 20898-2:1994 (withdrawn), BS EN ISO 3506-1:2009 (Excluding clause 7.2.5), BS EN ISO 3506-2:2009, BS 3692:2014 (nuts), BS 3692:1967 (withdrawn), ASTM A194/A194M-15, ASTM A370-14, ASTM F606/F606M-14, SAE J429: 99, NES 862 Part 3, NES 862 Part 5 | ISO 17025
13603 | Case Depth | BS 6286:1982(1989), ISO 2639:2002, ISO 3754:1976, MET1 | ISO 17025
13604 | Decarburised Depth | BS 6286:1982(1989), ISO 2639:2002, ISO 3754:1976, MET1 | ISO 17025
13605 | Density Testing (Archimedes Method - small samples) | EN 6081, ASTM B962 | n/a
13606 | Grain size - Comparison Method & Linear Method | ASTM E112-13 | ISO 17025
13607 | Identification and counting of inclusion content | ASTM E45-13, MET2 | ISO 17025
13608 | Macroscopic Determination of Grain Flow | MET3 | ISO 17025
13609 | Microstructural Anlysis | CME 5013, In house | Rolls Royce Sabre
13610 | Microstructural Anlysis - Titanium including alpha case | ETTC2, In house | Rolls Royce Sabre
13611 | Replication micros at Customer location | In House | n/a
13612 | Sample Heat Treatment of Test Blanks | AMS2750, RPS 953 | NADCAP
13613 | SEM and EDS (EDX/EDAX) | In House | n/a
13614 | Volume Fraction of microstructural phases | ASTM E562 | n/a
13615 | Weld Testing: Bend, Fracture, Hardness, Impact, Tensile, Micro and Macro-examination tests in accordance with specified welding and brazing codes | BS 4871-3:1985(2011), BS 4872-1:1982(2013), BS 4872-2:1976(2013), BS EN 287-1:2004, BS EN ISO 9606-2:2004(2009), BS EN ISO 15614-1:2004+Amd 2 (2012), BS EN ISO 15614-2:2005, BS EN ISO 15614-8:2002(2007), BS EN ISO 4136:2011, BS EN ISO 5173:2010, BS EN ISO 5176:2011, BS EN ISO 9015:2011, BS EN ISO 9016:2011, BS EN 1321:1997(withdrawn), BS 2633:1987(2011), PD 5500:2000, ASME IX- 2007, DGQA Inspection, Instruction AVP 84 and technically equivalent specifications | ISO 17025
13616 | Nital Etch | AMS 2649 | ISO 17025
13617 | Steel Cleanliness | AMS 2300 | ISO 17025
13618 | Immersion Ultrasonic Inspection & Flaw Detection (Immersion technique) - IUT | BS M36:1970(1984), BS 4124:1991 (Withdrawn), BS EN 10160:1999, BS EN 10228:Part 3:1998, BS EN 10228:Part 4:1999, BS EN 12680-1:2003, ASME V-2015, RRP 58001 Rev A, MIL-STD-2154(1982), AMS-STD-2154:2012, ASTM B594 | ISO 17025
13619 | Liquid Penetrant Inspection (PT) - Fluorescent & Color contrast methods | BS M39:1972(1998), BS EN ISO 3452-1:2013, BS EN 10228-2:2016, ASME V-2015, RRP 58003 Rev D, API 6A:20th Edition | ISO 17025
13620 | Magnetic Particle Inspection - MT | BS EN 1290:1998 (Withdrawn), BS EN 10228-1:2016, BS EN ISO 9934-1:2016, API 6A:20th Edition, BS 6072:1981(1986), BS 5138:1974(1988), ASME V-2015, RRP 58004 Rev F, BS EN ISO 17638:2016 | ISO 17025
13621 | Ultrasonic Inspection & Flaw Detection (Manual contact) | BS M36:1970 (1984), BS 3923-1:1986(Withdrawn), BS 4124:1991(Withdrawn), BS EN 1714:1998, BS EN ISO 17640:2010, BS EN 10160:1999, BS EN 10228-3:2016, BS EN 10228-4:2016, BS EN 12680-1:2003, ASME V-2015 MIL-STD-2154 (1982), AMS-STD-2154:2012, ASTM A388:2011, API 6A:20th Edition, BS EN 10308:2002, ASTM B594 | ISO 17025
13622 | Weld Testing, including: Radiography, magnetic particle, liquid penetrant, ultrasonic examination | BS 4871-3:1985 (Withdrawn), BS EN ISO 9606-1:2017, BS EN ISO 9606-2:2004, BS EN ISO 15614-1:2004+A2(2012), BS EN ISO 15614-2:2005, BS EN ISO 15614-8:2002, BS EN ISO 17637:2016, ASME V-2015, ASME IX:2015 | ISO 17025
13623 | X-ray Radiography - Radiographic Inspection (40 keV to 320 keV) - RT | BS 2600-Part 1:1983 (Withdrawn), BS 2600-Part 2:1973 (Withdrawn), BS 2910:1986 Withdrawn), BS EN 444:1994, BS EN ISO 17636 :2013, BS M34:1970(1998), AMS 2175 | ISO 17025
13624 | X-Ray and Gamma Radiography - Radiographic Inspection (RT) | API6A-20th Edition, ASME B16.34-2013 (Withdrawn), ASME B16.34-2017ASME III-2015, ASME V-2015 (Withdrawn), ASME V-2017, NORSOK M630 – Ed 6, ASME VIII-2015 (Withdrawn), ASME VIII-2017, ASTM E94-04(2010) (Withdrawn), ASTM E94 - 17, BS EN 12681:2003, C13209I+C10830, ISO 17636-1:2013 | ISO 17025
13625 | Eco system testintg Daintree | Bespoke Daintree Control Scope standard that ZigBee manufactures would look to meet | n/a
13626 | Ecosystem testing i-Control | Bespoke i-Control standard that ZigBee manufactures would look to meet | n/a
13627 | ZigBee testing | ZigBee Smart Energy (ZSE), ZigBee Home Automation (ZHA), ZigBee Light Link (ZLL), ZigBee PRO Stack testing, ZigBee PHY and MAC testing, ZigBee 3.0 (new version of ZigBee which will replace ZHA and ZLL | n/a
13628 | China Customer Communication | n/a | n/a
13629 | China testing and certification assistance service - China Compulsory Certificate (CCC) for Safety, China State Radio Regulatory Commission (SRRC) for radio | China Compulsory Certificate (CCC), China State Radio Regulatory Commission | n/a
13630 | Electronic products global approvals - If it is an electronic products, and it requires to obtain certain approvals (either safety/EMC/radio) for different countries, we can help. We also have resources/routes to different countries approvals apart from EU/US/China/Japan. | n/a | n/a
13631 | Radio product certification (FCC certificates for US, IC certificates for Canada, RED certificate for EU and MIC certificate for Japan) | FCC, IC, RED, MIC | n/a
13632 | Combustion Analysis (LECO) | Documented In-House Method Combustion | ISO 17025
13633 | Inductively Coupled Plasma (ICP) | Documented In-House Method ICP | ISO 17025
13634 | Optical Emission Spectroscopy (OES) | Documented In-House Method OES | ISO 17025
13635 | Optical Emission Spectroscopy (OES) | Documented In-House Method OES | ISO 17025
13636 | Paint Testing on wet or dry paint |  | ISO 17025
13637 | Various coatings testing |  | ISO 17025
13638 | Salt Spray - prohesion - humidity | ASTM B117-11 | ISO 17025
13639 | Water Resistance of Coatings in 100% Relative Humidity | ASTM D2247-02 | ISO 17025
13640 | Ammoniacal Nitrogen | Documented In-House Method HACH | ISO 17025
13641 | Chemical oxygen demand (COD) | Documented In-House Method HACH | ISO 17025
13642 | Conductivity | Documented In-House Method | ISO 17025
13643 | Determination to suspended solids (5 to 250 mg/l) | Documented In-House Method | ISO 17025
13644 | pH analysis | Documented In-House Method | ISO 17025
13645 | Acid Rain Test - Copper Accelerated Acetic Acid-Salt Spray (CASS) | ASTM G85 | ISO 17025
13646 | Rockwell Hardness Testing | BS EN ISO 6508-1:2005 | ISO 17025
13647 | Vickers Hardness Testing | BS EN ISO 6507-1:2006 | ISO 17025
13648 | Plastic Strain Ratio (R-value) | BS ISO 10113:2006 | ISO 17025
13649 | Tensile Strain Hardening Exponent (n Value) | BS ISO 10275:2007 | ISO 17025
13650 | Tensile Testing (Ambient) | BS EN ISO 6892-1:2009 | ISO 17025
13651 | Grain size (comparison method) | ASTM E112-12 | ISO 17025
13652 | Dye Penetrant Inspection |  | ISO 17025
13653 | Liquid Penetrant Inspection - COLOR/colour contrast manual application | BS EN 3452-2013, ASME V:2010 (2013) | ISO 17025
13654 | Magnetic Particle Inspection MPI | BS 6072:1981 (Superseded), ASME V:2010 (2103), BS EN 1290:1998 (superseded), BS EN 9934:Part 1:2001, BS EN 10228:Part 1:1999, BS EN 17638:2009 | ISO 17025
13655 | Ultrasonic Thickness Measurement - CANNOT PERFORM ULTRASONIC INSPECTION | BS EN 14127:2011 | ISO 17025
13656 | Absolute Density at 20°C | ISO 758 | ISO 17025
13657 | Alkali | BS EN 196-2, SS 397: Part 2 | ISO 17025
13658 | Alkali | BS EN 196-2 (BS EN 450-1) | ISO 17025
13659 | Alkali Content | BS EN 480-12 | ISO 17025
13660 | Aluminium Oxide | BS EN 196-2, SS 397: Part 2 | ISO 17025
13661 | Aluminium Oxide | BS EN 196-2 (BS EN 450-1) | ISO 17025
13662 | Apparent Chloride Diffusion Coefficient of Cementitious Mixtures by Bulk Diffusion | ASTM C1556 - 11a Nordtest Method NT BUILD 443 (Approved 1995-11) | ISO 17025
13663 | Arsenic, Cadmium, Copper, Lead, Mercury | ADM/C&B/007 | ISO 17025
13664 | Ash Content | SS 320 | ISO 17025
13665 | Calcium Oxide | BS EN 196-2, SS 397: Part 2 | ISO 17025
13666 | Calcium Oxide | BS EN 196-2 (BS EN 450-1) | ISO 17025
13667 | Carbon Dioxide | BS EN 196-2, SS 397: Part 2 | ISO 17025
13668 | Cement Content | BS 1881-124 | ISO 17025
13669 | Cement Content | BS 4551 | ISO 17025
13670 | Chemical Analysis by X-ray Fluorescence | BS EN 196-2 | ISO 17025
13671 | Chemical Analysis of Hydraulic Cement for Specific Analytes a. Insoluble Residue b. Ferric Oxide c. Phosphorus Pentoxide d. Titanium Dioxide e. Ammonium Hydroxide Group f. Magnesium Oxide g. Sulfur Trioxide h. Loss On Ignition i. Silicon Dioxide j. Aluminium Oxide k. Calcium Oxide l. Sodium & Potassium Oxide, Total Alkali m. Chloride | ASTM C114 | ISO 17025
13672 | Chloride | BS 1881-124, BS EN 14629 | ISO 17025
13673 | Chloride | BS 4551 | ISO 17025
13674 | Chloride | BS EN 196-2, SS 397: Part 2 | ISO 17025
13675 | Chloride | BS EN 196-2 (BS EN 450-1) | ISO 17025
13676 | Chloride Content | ADM/C&B/003 | ISO 17025
13677 | Chloride Content | SS 73: Part 17, BS 812: Part 117, BS EN 1744-1(Clause 7), BS EN 1744-1(Clause 7), BS EN 1744-5 | ISO 17025
13678 | Colour | BS EN 934-1 | ISO 17025
13679 | Conventional Dry Material Content | BS EN 480-8 | ISO 17025
13680 | Density | SS 5: Part B7 | ISO 17025
13681 | Determination of Metal Composition by Optical Emission Spectroscopy (Carbon and Low Alloy Steels) | ASTM E415 - 17, ASTM A751 | ISO 17025
13682 | Determination of Metal Composition by Optical Emission Spectroscopy (Stainless Steels) | ASTM E1086, ASTM A751 | ISO 17025
13683 | Determination of the chloride resistance of concrete, unidirectional diffusion | I.S. EN12390-11 | ISO 17025
13684 | Epichlorohydrin | ADM/C&B/008 | ISO 17025
13685 | Fixed Water Content by Ignition Test | ASTM C637-20, Clause 9.1.3.1 | ISO 17025
13686 | Free Calcium Oxide | BS EN 451-1 | ISO 17025
13687 | Free Calcium Oxide | BS EN 451-1 | ISO 17025
13688 | Free Calcium Oxide in Cement - Rapid (Sr(NO3)2) Method | ASTM C114-18, No. 30.3 | ISO 17025
13689 | Fulvo Acid | BS EN 1744-1(Clause 15.2) | ISO 17025
13690 | Heat of Hydration - Solution Method | BS EN 196-8 | ISO 17025
13691 | Homogeneity | BS EN 934-1 | ISO 17025
13692 | Humus Content | BS EN 1744-1(Clause 15.1) | ISO 17025
13693 | Identification of Polymer | ADM/C&B/002 | ISO 17025
13694 | Imidachloprid Concentration | ADM/CB/0006 | ISO 17025
13695 | Infrared Analysis | BS EN 480-6 | ISO 17025
13696 | Iron (III) Oxide | BS EN 196-2, SS 397: Part 2 | N/A
13697 | Iron (III) Oxide | BS EN 196-2 (BS EN 450-1) | ISO 17025
13698 | Lightweight Contaminator | BS EN 1744-1(Clause 14.2) | ISO 17025
13699 | Loss on Ignition | BS EN 1744-1(Clause 17) | ISO 17025
13700 | Loss on Ignition | BS EN 196-2, SS 397: Part 2 | ISO 17025
13701 | Loss on Ignition | BS EN 196-2 (BS EN 450-1) | ISO 17025
13702 | Magnesium Oxide | BS EN 196-2, SS 397: Part 2 | ISO 17025
13703 | Magnesium Oxide | BS EN 196-2 (BS EN 450-1) | ISO 17025
13704 | Manganese | BS EN 196-2, SS 397: Part 2 | ISO 17025
13705 | Manganese | BS EN 196-2 (BS EN 450-1) | ISO 17025
13706 | Mix Composition i.e. cement, lime, gypsum & aggregate | BS 4551 | ISO 17025
13707 | N-methyl Pyrrolinone (NMP) | ADM/C&B/008 | ISO 17025
13708 | Non Volatile Matter | SS 5: Part B2, ISO 3251 | ISO 17025
13709 | Paint Dilution Test | ADM/C&B/004 | ISO 17025
13710 | pH Value at 20°C | ISO 4316 | ISO 17025
13711 | Phthalates -bis(2-n-butoxyethyl)phthalate -Benzyl butyl phthalate -Dipentyl phthalate -Dibutyl phthalate -Dicyclohexyl phthalate -Diethyl phthalate -Dihexyl phthalate -Diisobutyl phthalate -Dimethyl phthalate -Dinonyl phthalate -Di-n-octyl phthalate -bis(2-Ethoxyethyl)phthalate -bis(2-Ethylhexyl)phthalate -bis(2-Methoxyethyl)phthalate -bis(4-Methyl-2-pentyl)phthalate -Diisodecyl phthalate -Diisononyl phthalate | CPSC-CH-C10001-09.4 | ISO 17025
13712 | Polymer Content | ADM/C&B/001 | ISO 17025
13713 | Polymer Content | ADM/C&B/001 | ISO 17025
13714 | Polymer Content | ADM/C&B/001, ADM/C&B/002 | ISO 17025
13715 | Polymer Content | ADM/C&B/001 | ISO 17025
13716 | Polymer Identification | ADM/C&B/002 | ISO 17025
13717 | Potential Alkali Silica Reactivity (Chemical Method) | ASTM C289 | ISO 17025
13718 | Pozzolanicity | BS EN 196-5 | ISO 17025
13719 | Product Identification Analysis | ADM/C&B/001, ADM/C&B/002 | ISO 17025
13720 | Product Identification Analysis | ADM/C&B/002 | ISO 17025
13721 | Pthalates: -bis(2-n-butoxyethyl)phthalate -Benzyl butyl phthalate -Dipentyl phthalate -Dibutyl phthalate -Dicyclohexyl phthalate -Diethyl phthalate -Dihexyl phthalate -Diisobutyl phthalate -Dimethyl phthalate -Dinonyl phthalate -Di-n-octyl phthalate -bis(2-Ethoxyethyl)phthalate -bis(2-Ethylhexyl)phthalate -bis(2-Methoxyethyl)phthalate -bis(4-Methyl-2-pentyl)phthalate -Diisodecyl phthalate -Diisononyl phthalate | CPSC-CH-C10001-09.4 | ISO 17025
13722 | Reactive Silica | BS EN 196-2, (SS EN 197-1), (BS EN 450-1) | ISO 17025
13723 | Residue Insoluble | BS EN 196-2, SS 397: Part 2 | ISO 17025
13724 | Residue Insoluble | BS EN 196-2 (BS EN 450-1) | ISO 17025
13725 | Silane Content by Py-GC | In-House Method ADM/CB/0005 | ISO 17025
13726 | Silica | BS EN 196-2, SS 397: Part 2 | N/A
13727 | Silica | BS EN 196-2 (BS EN 450-1) | ISO 17025
13728 | Silicon Dioxide SiO2 Content | BS EN 196-2 (procedure 4.5) | ISO 17025
13729 | Specific Surface Area — BET method | ISO 9277 | ISO 17025
13730 | Sulfate | BS EN 196-2, SS 397: Part 2 | ISO 17025
13731 | Sulfate | BS EN 196-2 (BS EN 450-1) | ISO 17025
13732 | Sulfide | BS EN 196-2, SS 397: Part 2 | ISO 17025
13733 | Sulphate | BS 1881-124 | ISO 17025
13734 | Sulphate | BS 4551 | ISO 17025
13735 | Sulphate Content | SS 73: Part 18, BS 812: Part 118, BS EN 1744-1(Clause 10 & 12) | ISO 17025
13736 | Surface silicon | ISO 9286 | ISO 17025
13737 | Total Sulfur Content | BS EN 1744-1, Clause 11 | ISO 17025
13738 | Verification of base polymer | ADM/C&B/001, ADM/C&B/002 | ISO 17025
13739 | Verification of base polymer | ADM/C&B/002 | ISO 17025
13740 | Verification of base polymer | ADM/C&B/002 | ISO 17025
13741 | Volatile Content | ADM/C&B/001 | ISO 17025
13742 | Volatile Organic Compound | ISO 11890-2, ISO 11890-1 | ISO 17025
13743 | Water Content by Karl Fisher | ADM/C&B/009 | ISO 17025
13744 | Water Soluble Chloride | BS EN 480-10 | ISO 17025
13745 | Water Soluble Chloride Salts using the Mohr Method | BS EN 1744-1, Clause 9 | ISO 17025
13746 | Alkali resistance (spotting method) | SS 5 - G2 | ISO 17025
13747 | 10% Fines Value | SS 73, BS 812-111 | ISO 17025
13748 | Abrasion Resistance | BS EN 12808-2 | ISO 17025
13749 | Abrasion Resistance (Annex E) | BS EN 1344 | ISO 17025
13750 | Absorption | ASTM C140/C140M-18a (Annex A1) | ISO 17025
13751 | Accelerated Weathering | ASTM G154, ADM/CE/007 | ISO 17025
13752 | Accelerated Weathering (UV Exposure) | ASTM G154 | ISO 17025
13753 | Activity Index | BS EN 196-1, BS EN 15167-1, BS EN 13263-1, BS EN 450-1 | ISO 17025
13754 | Adhesion (Pull Off) Strength | ASTM D4541(Method B), ASTM D7234, BS EN ISO 4624(Method B), BS EN 1542 | ISO 17025
13755 | Adhesion and Cohesion Under Cyclic Movement (Hockman Cycle) | ASTM C719-14 | ISO 17025
13756 | Adhesion-in-Peel | ASTM C794-18 | ISO 17025
13757 | Adiabatic Temperature Rise of Fresh Concrete | ADM/CE/023 | ISO 17025
13758 | Aggregate Abrasion Value | BS 812-113, BS EN 1097-8 Annex A | ISO 17025
13759 | Air Content | ASTM C185 | ISO 17025
13760 | Air Content | BS EN 413-2 | ISO 17025
13761 | Air Content-Pressure Methods | BS EN 12350-7, SS 78-A6, BS 1881-106 | ISO 17025
13762 | Air Content-Pressure Methods | BS EN 12350-7, BS EN 480-1, SS EN 934-2 | ISO 17025
13763 | Amount of Water Required for Normal Consistency | ASTM C187 - 16 | ISO 17025
13764 | Angularity Number | SS 73 | ISO 17025
13765 | Artificial ageing by long term exposure to elevated temperature | BS EN 1296, SS 374, DIN 16726 | ISO 17025
13766 | Asphalt Content by Ignition Method | ASTM D6307-19 | ISO 17025
13767 | Assessment of Fines - Methylene Blue Test | BS EN 933-9 | ISO 17025
13768 | Assessment of Fines - Sand Equivalent Test | BS EN 933-8, ASTM D2419 | ISO 17025
13769 | Autogenous Strain of Cement Paste and Mortar | ASTM C1698 | ISO 17025
13770 | Average compressive strength | ASTM C109/C109M | ISO 17025
13771 | Behaviour after Storage in Aqueous Solutions | DIN 16726 | ISO 17025
13772 | Bending Strength (Annex F) | BS EN 1340 | ISO 17025
13773 | Bending Strength and Breaking Load (Annex F) | BS EN 1339 | ISO 17025
13774 | Bentonite content in soil | ADM/CE/024 | ISO 17025
13775 | Bitumen Content | ASTM D2172/D2172M | ISO 17025
13776 | Bleeding | ASTM C940-16 | ISO 17025
13777 | Bleeding | BS EN 480-4, BS EN 480-1, SS EN 934-2 | ISO 17025
13778 | Bleeding | BS EN 12715, ASTM C940 - 16 | ISO 17025
13779 | Block Integrity - Drop Test | BS EN 13383-1 Annex B | ISO 17025
13780 | Bond Performance | SS 2 Part 3 Appendix A | ISO 17025
13781 | Bond Strength at 28 days | BS 6319- 4, BS EN 12615 | ISO 17025
13782 | Bond Strength Test | ASTM C882/C882M Clause 11.3 only, ADM/CE/019 | ISO 17025
13783 | Bulk Density | BS EN 1097-3, BS 812-2, SS 73 | ISO 17025
13784 | Bulk Specific Gravity and Density of Non-Absorptive Compacted Bituminous Mixtures | ASTM D2726/D2726M | ISO 17025
13785 | Calibration of Cube Mould | BS EN 12390-1 | ISO 17025
13786 | California Bearing Ratio | BS 1377-4, ASTM D1883 | ISO 17025
13787 | Capillary Absorption | BS EN 480-5, BS EN 480-1, SS EN 934-2 | ISO 17025
13788 | Carbonation Depth | BRE Publication (IP6/81), BS EN 14630 | ISO 17025
13789 | Change in Height | ASTM C827/C827M | ISO 17025
13790 | Change in Volume (after immersion) / Change in Volume (after immersion) | ASTM D471 - 16a | ISO 17025
13791 | Chemical Resistance | BS EN 14414 (Method A & B), ASTM D543 | ISO 17025
13792 | Chemical Resistance | SS 483, BS ISO 13006, BS EN 14411, ISO 10545-13 | ISO 17025
13793 | Chloride Migration Coefficient | NT BUILD 492 | ISO 17025
13794 | Chloride Resistance Diffusion | BS EN 12390-11 | ISO 17025
13795 | Clay Lumps and Friable Particles in Aggregates | ASTM C142/C142M | ISO 17025
13796 | Clay, Silt and Dust (Decantation Method) | SS 73, BS 812-103.1, ASTM C117, BS EN 933-1 | ISO 17025
13797 | Coefficient of Friction | SS 485 | ISO 17025
13798 | Coefficient of Linear Thermal Expansion | ASTM C531 | ISO 17025
13799 | Coefficient of Permeability | Darcy's Theory - HDB Test Method, ADM/CE/017 | ISO 17025
13800 | Colourfastness | SS 57 Appendix F, SS 301 Appendix H | ISO 17025
13801 | Compaction Test (Dry Density/Moisture Content) | BS 1377-4(Clause 3), ASTM D1557, ASTM D698 | ISO 17025
13802 | Compaction Test (Maximum and Minimum Dry Density) | BS 1377-4(Clause 4) | ISO 17025
13803 | Compatibility on wet concrete | BS EN 13578 | ISO 17025
13804 | Compressive Strength | ASTM C942-15 | ISO 17025
13805 | Compressive Strength | BS EN 196-1, ASTM C109/C109M | ISO 17025
13806 | Compressive Strength | ASTM C109/C109M, BS EN 12190, ASTM C349 | ISO 17025
13807 | Compressive Strength | ASTM C579 | ISO 17025
13808 | Compressive Strength | BS EN 12808-3 | ISO 17025
13809 | Compressive Strength | BS EN 1015-11, BS 4551-1 | ISO 17025
13810 | Compressive Strength | BS EN 1015-11 | ISO 17025
13811 | Compressive Strength | ASTM C109/C109M | ISO 17025
13812 | Compressive Strength | ASTM C109/C109M | ISO 17025
13813 | Compressive Strength | BS EN 12390-3, BS EN 480-1, SS EN 934-2 | ISO 17025
13814 | Compressive Strength | BS EN 196-1 | ISO 17025
13815 | Compressive Strength | BS EN 772-1, ASTM C1693-11, Section 6 | ISO 17025
13816 | Compressive Strength | SS 271 | ISO 17025
13817 | Compressive Strength | ASTM C170/C170M | ISO 17025
13818 | Compressive Strength | BS 6717-1 | ISO 17025
13819 | Compressive Strength | BS 1377-7, Section 7(Load Frame Method) | ISO 17025
13820 | Compressive Strength | ASTM C140/C140M-18a (Annex A1) | ISO 17025
13821 | Compressive Strength of Cores | SS 78-A20, BS 1881-120, BS EN 12504-1, AS 1012.9 | ISO 17025
13822 | Compressive Strength of Cubes | SS 78-A16, BS 1881-116, BS EN 12390-3, AS 1012.9 | ISO 17025
13823 | Compressive Strength of Molded Soil-Cement Cylinders | ASTM D1633-17 | ISO 17025
13824 | Compressive Strength of Moulded Cylinder Specimens | BS EN 12390-3, AS 1012.9 | ISO 17025
13825 | Concrete's Ability to Resist Chloride Ion Penetration (Rapid Chloride Permeability Test) | ASTM C1202 | ISO 17025
13826 | Consistence of Fresh Mortar | BS EN 413-2 | ISO 17025
13827 | Consistence Retentivity | BS 4551 | ISO 17025
13828 | Consolidated Drained Triaxial (CD) | BS 1377-8, BS EN ISO 17892-9, ASTM D7181 | ISO 17025
13829 | Consolidated Undrained Triaxial (CU) | BS 1377-8, BS EN ISO 17892-9, ASTM D4767 | ISO 17025
13830 | Constant Mass Determination |  | ISO 17025
13831 | Constituents of Coarse Recycled Aggregates | BS EN 933-11, SS 544-2 Annex B | ISO 17025
13832 | Coral Content (Shell content in fine aggregate) | SANS 5840 | ISO 17025
13833 | Corrosion Rates by Potentiodynamic Polarization Resistance Measurements | ASTM G59, ASTM G102, (BS EN IEC 62561-7) | ISO 17025
13834 | Cover Measurement | BS 1881-204 | ISO 17025
13835 | Covermeter Test | BS 1881-204 | ISO 17025
13836 | Crack Bridging | ASTM C836/C836M, ADM/CE/001, AS/NZS 4548.5 | ISO 17025
13837 | Crack Bridging | ASTM C836/C836M, ADM/CE/002 | ISO 17025
13838 | Crack Bridging | ASTM C836/C836M, ADM/CE/002 | ISO 17025
13839 | Crack Bridging | ASTM C836/C836M, ADM/CE/002 | ISO 17025
13840 | Creep in Compression | BS ISO 1920-9, BS EN 12390-17, ASTM C512/C512M | ISO 17025
13841 | Crushing Value | SS 73, BS 812-110 | ISO 17025
13842 | Deformity | BS EN 12002, BS EN 12004-2 | ISO 17025
13843 | Degree of Compactibility | BS EN 12350-4 | ISO 17025
13844 | Density | BS 1377-2, BS EN ISO 17892-2 | ISO 17025
13845 | Density | SS 5Pt B7, ASTM D1475 | ISO 17025
13846 | Density | BS EN 772-13, BS EN 678, ASTM C1693-11, Section 7 | ISO 17025
13847 | Density (Fresh Concrete) | SS 78-A7, BS 1881-107, BS EN 12350-6 | ISO 17025
13848 | Density (Hardened Concrete) | SS 78-A14, BS 1881-114, BS EN 12390-7 | ISO 17025
13849 | Density by Mud Balance | BS EN ISO 10414-1 | ISO 17025
13850 | Density of Bituminous Concrete in Place by Nuclear Methods | ASTM D2950/D2950M | ISO 17025
13851 | Density of Cored Premix with Sample Preparation | BS 598-104 | ISO 17025
13852 | Density of Premix on Cored Samples | BS 598-104 | ISO 17025
13853 | Density Test | ASTM D1475 | ISO 17025
13854 | Density, Absorption, and Voids | ASTM C642 | ISO 17025
13855 | Depth of Carbonation, cores or broken (on concrete) | BS EN 14630, BRE Publication (IP6/81), RILEM TC14-CPC | ISO 17025
13856 | Depth of penetration of water under Pressure | BS EN 12390-8 | ISO 17025
13857 | Determination of Bond Strength | ASTM C882/C882M | ISO 17025
13858 | Determination of Compressive Strength | SS 103 | ISO 17025
13859 | Determination of Dimensions | SS 103 | ISO 17025
13860 | Determination of Dimensions | SS 483, BS ISO 13006, BS EN 14411, BS EN ISO 10545-2 | ISO 17025
13861 | Determination of Fineness | BS EN 196-6, SS 397-6, ASTM C204 | ISO 17025
13862 | Determination of flexibility and deflection | BS EN ISO 24344(Method A) | ISO 17025
13863 | Determination of mass per unit area | BS EN ISO 23997 | ISO 17025
13864 | Determination of Modulus of Rapture | SS 483, BS ISO 13006, BS EN 14411, BS EN ISO 10545-4 | ISO 17025
13865 | Determination of overall thickness | BS EN ISO 24346 | ISO 17025
13866 | Determination of partition wall stiffness (Annex A) | SS 492, BS 5234-2 | ISO 17025
13867 | Determination of Rebound Number of Hardened Concrete | ASTM C805/C805M, BS EN 12504-2 | ISO 17025
13868 | Determination of Rectangularity | SS 483, BS ISO 13006, BS EN 14411, BS EN ISO 10545-2 | ISO 17025
13869 | Determination of resistance to crowd pressure (Annex G) | SS 492, BS 5234-2 | ISO 17025
13870 | Determination of resistance to damage by impact from a large soft body (Annex C) | SS 492, BS 5234-2 | ISO 17025
13871 | Determination of Resistance to Deep Abrasion | SS 483, BS ISO 13006, BS EN 14411, BS EN ISO 10545-6 | ISO 17025
13872 | Determination of resistance to perforation by small hard body impact (Annex D) | SS 492, BS 5234-2 | ISO 17025
13873 | Determination of resistance to structural damage by multiple impacts from a large soft body (Annex E) | SS 492, BS 5234-2 | ISO 17025
13874 | Determination of Scratch Hardness of Surface | EN 101, BS 6431-13, EN 159, SS 301 Appendix G | ISO 17025
13875 | Determination of Setting Times | BS EN 196-3, SS 397-3, ASTM C191-18a (Method A) | ISO 17025
13876 | Determination of side length, edge, straightness and squareness of tiles | BS EN ISO 24342 | ISO 17025
13877 | Determination of Soundness | BS EN 196-3, SS 397-3 | ISO 17025
13878 | Determination of staining and resistance to chemicals | BS EN ISO 26987 | ISO 17025
13879 | Determination of Straightness of Sides | SS 483, BS ISO 13006, BS EN 14411, BS EN ISO 10545-2 | ISO 17025
13880 | Determination of Strength | BS EN 196-1, ASTM C109 / C109M, SS 397-1 | ISO 17025
13881 | Determination of surface damage by small hard body impact (Annex B) | SS 492, BS 5234-2 | ISO 17025
13882 | Determination of Surface Flatness | SS 483, BS ISO 13006, BS EN 14411, BS EN ISO 10545-2 | ISO 17025
13883 | Determination of Surface Quality | SS 483, BS ISO 13006, BS EN 14411, BS EN ISO 10545-2 | ISO 17025
13884 | Determination of Tensile Strength (Pull Out Strength) of Structural Fixings in Concrete and Masonry | BS 5080-1 | ISO 17025
13885 | Determination of the effects of door slamming (Annex F) | SS 492, BS 5234-2 | ISO 17025
13886 | Determination of thickness of layers | BS EN ISO 24340 | ISO 17025
13887 | Determination of Water Absorption | SS 483, BS ISO 13006, BS EN 14411, BS EN ISO 10545-3 | ISO 17025
13888 | Determination of wear resistance. Frick-Taber test | BS EN 660-2 | ISO 17025
13889 | Determination of Wheel-tracking Rate and Depth | BS 598-110, BS EN 12697-22 | ISO 17025
13890 | Dimension and Density | BS EN 12390-7 | ISO 17025
13891 | Dimensional Stability | SS 374 | ISO 17025
13892 | Dimensional Stability | SS 374, BS EN 1107-1, BS EN 1107-2, DIN 53377 | ISO 17025
13893 | Dimensions | BS EN 772-16 | ISO 17025
13894 | Direct Flame Test | SS 133 Annex K | ISO 17025
13895 | Direct Shear Box Test | BS 1377-7(Clause 4.5.4), BS EN ISO 17892-10 | ISO 17025
13896 | Dry Film Thickness | ISO 2808(Method 7c and 7d), ASTM D7091, ASTM D6132 - 13 | ISO 17025
13897 | Drying Shrinkage | SS 73, BS EN 1367-4, BS 812-120 | ISO 17025
13898 | Drying Shrinkage | BS ISO 1920-8, BS EN 12390-16, BS 8443 | ISO 17025
13899 | Drying Shrinkage | BS EN 680, ASTM C1693-11, Section 8 | ISO 17025
13900 | Drying Shrinkage | SS 271 | ISO 17025
13901 | Durability of Sealants Exposed to Continuous Immersion in Liquids | ASTM C1247-14 | ISO 17025
13902 | Effect of Moisture on Asphalt Concrete Paving Mixtures | ASTM D4867/D4867M | ISO 17025
13903 | Effects of Heat Aging | ASTM C1246-17 | ISO 17025
13904 | Effects of Laboratory Accelerated Weathering | ASTM C793-05 | ISO 17025
13905 | Efflorescence Test | SS 103 | ISO 17025
13906 | Elongation Index | SS 73, BS 812-105.2 | ISO 17025
13907 | Expansion/Shrinkage | ASTM C940-16 | ISO 17025
13908 | Extrusion Rate | ASTM C1183/C1183M | ISO 17025
13909 | Falling Head Permeability | KH. Head Vol. 2, BS EN ISO 17892-11 | ISO 17025
13910 | Fibre content in fresh and hardened concrete | BS EN 14721 | ISO 17025
13911 | Field watertightness test | BCA Conquas 21 Appendix 2 Part 5 Item 2, SS CP 96 Clause 4.3a | ISO 17025
13912 | Fineness by Wet Sieving | BS EN 451-2 | ISO 17025
13913 | Fineness Modulus | ASTM C136/C136M | ISO 17025
13914 | Flakiness Index | SS 73-5.1, BS EN 933-3, BS 812-105.1 | ISO 17025
13915 | Flat Particles, Elongated Particles, or Flat and Elongated Particles in Coarse Aggregate | ASTM D4791 | ISO 17025
13916 | Flexural Strength | SS 78-A18, BS 1881-118, BS EN 12390-5 | ISO 17025
13917 | Flexural Strength | ASTM C580 | ISO 17025
13918 | Flexural Strength | BS EN 12808-3 | ISO 17025
13919 | Flexural Strength | ASTM C348 | ISO 17025
13920 | Flexural Strength | ASTM C880/C880M | ISO 17025
13921 | Flexural Strength | ASTM C348 | ISO 17025
13922 | Flexural tensile strength (limit of proportionality (LOP), residual) | BS EN 14651 | ISO 17025
13923 | Flow | ASTM C1437 | ISO 17025
13924 | Flow Consistency | ASTM C939/C939M | ISO 17025
13925 | Flow Consistency | BS 4551-1, ASTM C1437-15 | ISO 17025
13926 | Flow Resistance | SS 589 Annex B | ISO 17025
13927 | Flow Table Test | SS 78-A5, BS 1881-105, BS EN 12350-5 | ISO 17025
13928 | Flowability | ASTM C939/C939M | ISO 17025
13929 | Geometrical Characteristics | SS 271 | ISO 17025
13930 | Half-Cell Potential | ASTM C876 | ISO 17025
13931 | Half-Cell Potential Measurement | ASTM C876 | ISO 17025
13932 | Heat stability | SS 589 (BS EN 1871 Annex G) | ISO 17025
13933 | Heat Test | SS 133 Annex H | ISO 17025
13934 | Heavyweight anchorage (high level wall cupboard) eccentric downward loading test (Annex L) | SS 492, BS 5234-2 | ISO 17025
13935 | Heavyweight anchorage (wash basin) eccentric downward loading test (Annex K) | SS 492, BS 5234-2 | ISO 17025
13936 | Hydrostatic Pressure Resistance | ASTM D5385 / D5385M | ISO 17025
13937 | Hydrostatic Test | SS 374 | ISO 17025
13938 | Impact Resistance | ADM/CE/021, ASTM G14 - 04 | ISO 17025
13939 | Impact Value | SS 73, BS 812-112 | ISO 17025
13940 | Increase in Consistence | BS EN 12350-2, BS EN 480-1, SS EN 934-2 | ISO 17025
13941 | Indentation Hardness | ASTM C661-15 | ISO 17025
13942 | Influence of Recycled Aggregate Extract on the Initial Setting Time of Cement | BS EN 1744-6 | ISO 17025
13943 | Initial Hardness (Shore A) | ASTM D2240-15 | ISO 17025
13944 | Initial Hardness (Shore A) | ASTM D2240-15 | ISO 17025
13945 | Initial Hardness (Shore A) | ASTM D2240 | ISO 17025
13946 | Initial Surface Absorption | BS 1881-208 | ISO 17025
13947 | Initial Surface Absorption | BS 1881-208 | ISO 17025
13948 | Initial Surface Water Absorption | BS 1881-208 | ISO 17025
13949 | In-place Density & Water Content (NDG) | ASTM D6938, ASTM D2922, ASTM D3017, BS 1377-9 | ISO 17025
13950 | J-ring test | BS EN 12350-12 | ISO 17025
13951 | L box test | BS EN 12350-10 | ISO 17025
13952 | Laboratory Mixing and Sampling | SS 78-25, BS 1881-125, BS EN 480-1 | ISO 17025
13953 | Lateral Water Migration | ADM/CE/022, ASTM D5385/ D5385M | ISO 17025
13954 | Length Change (Drying Shrinkage & Wetting Expansion) | ASTM C157/C157M | ISO 17025
13955 | Length-to-Thickness Ratio(Elongation) | BS EN 13383-2 | ISO 17025
13956 | Lightweight anchorage pull down test (Annex J) | SS 492, BS 5234-2 | ISO 17025
13957 | Lightweight anchorage pull out test (Annex H) | SS 492, BS 5234-2 | ISO 17025
13958 | Lightweight Particles in Aggregate | ASTM C123/C123M | ISO 17025
13959 | Linear Shrinkage | BS 1377-2 | ISO 17025
13960 | Linear Shrinkage | ASTM C531 | ISO 17025
13961 | Linear Shrinkage | ASTM C531 | ISO 17025
13962 | Linear Shrinkage/Length Change | ASTM C157/C157M, ASTM C531 | ISO 17025
13963 | Liquid Limit | BS 1377-2, ASTM D4318, ISO 17892-12, BS EN ISO 17892-12 | ISO 17025
13964 | Los Angeles Abrasion | SS 73, ASTM C131/C131M, BS EN 1097-2, ASTM C535 | ISO 17025
13965 | Los Angeles Abrasion | BS EN 12697-17 | ISO 17025
13966 | Luminance Factor | SS 589 (BS EN 1871 Annex E) | ISO 17025
13967 | Making of Test Cubes | SS 78-A8, BS 1881-108, BS EN 12390-1, BS EN 12390-2 | ISO 17025
13968 | Making Test Beams | SS 78-A9, BS 1881-109, BS EN 12390-1, BS EN 12390-2 | ISO 17025
13969 | Making Test Cylinders | SS 78-A10, BS 1881-110, BS EN 12390-1, BS EN 12390-2 | ISO 17025
13970 | Marsh Cone Viscosity | BS EN 14117 | ISO 17025
13971 | Marshall Density | BS 598-107, ASTM D1559 | ISO 17025
13972 | Marshall Stability | BS 598-107, ASTM D1559, ASTM D6927 | ISO 17025
13973 | Measurement of Dimensions | ASTM C140/C140M-18a (Annex A1) | ISO 17025
13974 | Measuring Pavement Macrotexture Depth Using a Volumetric Technique | ASTM E965-15, BS EN 13036-1 | ISO 17025
13975 | Measuring Surface Frictional Properties Using the British Pendulum Tester | ASTM E303-93, SS 589, BS EN 1436, BS EN 13036-4 | ISO 17025
13976 | Measuring Thickness of Concrete Elements Using Drilled Concrete Cores | ASTM C174/C174M | ISO 17025
13977 | Mechanical Size Analysis of Extracted Aggregate | ASTM D5444-15 | ISO 17025
13978 | Methods of conditioning before testing - UV accelerated weathering | BS EN 1062-11 | ISO 17025
13979 | Microscopical Determination of Parameters of the Air-Void System in Hardened Concrete | ASTM C457/C457M | ISO 17025
13980 | Modulus of Rupture | ASTM C99/C99M | ISO 17025
13981 | Moisture Content | BS 1377-2, BS EN ISO 17892-1, ASTM D2216, ASTM D4944, ASTM D4959, ASTM D4643 | ISO 17025
13982 | Moisture Content | BS EN 15167-1 Annex A | ISO 17025
13983 | Moisture Content (Oven Dried Method) | SS 73, BS 812-109, BS EN 1097-5 | ISO 17025
13984 | Moisture Movement | ASTM C1185 - 08 Clause 8, BS EN 12467 Annex C | ISO 17025
13985 | Moisture-Density (Unit Weight) Relations of Soil-Cement Mixtures | ASTM D558-11 | ISO 17025
13986 | Non Volatile Matter Test | ASTM D1644 - 01(Method A & B) | ISO 17025
13987 | Non-Destructive Measurement of Dry Film Thickness of Non-Magnetic Coatings Applied to a Ferrous Base | ASTM D7091, BS EN ISO 2178 | ISO 17025
13988 | Oedometer (One-Dimensional Consolidation) | BS 1377-5, BS EN ISO 17892-5, ASTM D2435/D2435M | ISO 17025
13989 | Open Time | BS EN 1346, BS EN 12004-2 | ISO 17025
13990 | Organic Contaminators by Mortar Method | BS EN 1744-1 Clause 15.3 | ISO 17025
13991 | Organic Impurities | ASTM C40/C40M, SS 73 | ISO 17025
13992 | Particle Density | BS 1377-2, BS EN ISO 17892-3 | ISO 17025
13993 | Particle Density & Water Absorption | BS EN 13383-2 | ISO 17025
13994 | Particle Density of Filler | BS EN 1097-7 | ISO 17025
13995 | Particle Size Distribution | BS 812-103.1, BS EN 933-1 | ISO 17025
13996 | Particle Size Distribution | BS 1377-2, BS EN ISO 17892-4 | ISO 17025
13997 | Particle Size Distribution | BS EN 13383-2 | ISO 17025
13998 | Particle Size Distribution / Sieve Analysis | SS 73, ASTM C136/C136M, BS 812-103.1, BS EN 933-1, ASTM D546-17, (ASTM D242/D242M-09) | ISO 17025
13999 | Peel or Stripping Strength to Concrete | ASTM D903 | ISO 17025
14000 | Peel resistance of joints | BS EN 12316-2 | ISO 17025
14001 | Penetrability by Filter Pump | BS EN 14497 | ISO 17025
14002 | Penetration Resistance | ASTM C803/C803M | ISO 17025
14003 | Percent Air Voids in Compacted Dense and Open Bituminous Paving Mixtures | ASTM D3203/D3203M | ISO 17025
14004 | Percentage of Fines (Finer than 75micron) | ASTM D1140 | ISO 17025
14005 | Percentage of Fractured Particles in Coarse Aggregate | ASTM D5821-13 | ISO 17025
14006 | Percentage Voids Density of Core Method | BS 598-104 | ISO 17025
14007 | Permeability in Triaxial Cell | BS 1377-6, BS EN ISO 17892-11 | ISO 17025
14008 | Petrographic Description of Rocks | ISRM SUGGESTED METHODS | ISO 17025
14009 | Petrographic Examination | BS EN 12407, BS EN 12670 | ISO 17025
14010 | Petrographic Examination of Aggregates for Concrete | BS EN 932-3, BS 7943, BS 812-104, ASTM C295/C295M | ISO 17025
14011 | Petrographic Examination of Hardened Concrete | ASTM C856 | ISO 17025
14012 | Plastic Limit & Plasticity Index | BS 1377-2, ASTM D4318, ISO 17892-12, BS EN ISO 17892-12 | ISO 17025
14013 | Plate Loading Test | BS 1377-9 | ISO 17025
14014 | Pliability | SS 374 | ISO 17025
14015 | Point Load Strength Index | ASTM D5731-16 | ISO 17025
14016 | Polished Stone Value | BS EN 1097-8, BS 812-114 | ISO 17025
14017 | Potential Alkali Reactivity (Mortar Bar Method) | ASTM C1260 | ISO 17025
14018 | Potential Expansion of Portland-Cement Mortars Exposed to Sulfate | ASTM C452 - 15 | ISO 17025
14019 | Preparation of Asphalt Mixture Specimens Using Marshall Apparatus | ASTM D6926-16 | ISO 17025
14020 | Pull Out Test (Site Test) | ADM/CE/015 | ISO 17025
14021 | Pull Out Test (Site Test) | ADM/CE/016 | ISO 17025
14022 | Pull Out Test (Site Test) | ADM/CE/016 | ISO 17025
14023 | Pull-Off Adhesion Strength | ASTM D4541(Method A, Type I Tester), ASTM D7234, BS EN 1542 | ISO 17025
14024 | Puncture Resistance | ASTM E154 / E154M e1, Section 10 | ISO 17025
14025 | Rating Adhesion by Tape Test | ASTM D3359 | ISO 17025
14026 | Relative Density & Water Absorption | BS EN 1097-6, BS 812-2, SS 73, ASTM C127, ASTM C128 (Gravimetric Method) | ISO 17025
14027 | Resistance Tearing | BS EN 12310-2 | ISO 17025
14028 | Resistance to Leaching | BS EN 14415 (Method A & B) | ISO 17025
14029 | Resistance to Leakage at Joint | SS 374 | ISO 17025
14030 | Resistance to static loading | BS EN 12730 Method B | ISO 17025
14031 | Retention of Consistence | BS EN 12350-2, BS EN 480-1, SS EN 934-2 | ISO 17025
14032 | Reverse Staining | ADM/CE/014 | ISO 17025
14033 | Rheological (Flow) Properties | ASTM C639-15 | ISO 17025
14034 | Sampling | BS EN 932-1, BS 812-102, SS 73 | ISO 17025
14035 | Sampling | BS EN 12350-1, SS 78-A1, BS 1881-101 | ISO 17025
14036 | Sampling | BS EN 934-6 (SS 320) | ISO 17025
14037 | Sampling and Basic for Acceptance | SS 483, BS ISO 13006, BS EN 14411, ISO 10545-1 | ISO 17025
14038 | Sampling of Cement | BS EN 196-7 | ISO 17025
14039 | Sand Replacement | BS 1377-9, ASTM D1556/D1556M, ASTM D4944 | ISO 17025
14040 | Set to touch | ASTM D1640/D1640M | n/a
14041 | Set to touch | ASTM D1640/D1640M | ISO 17025
14042 | Set to touch | ASTM D1640/D1640M | ISO 17025
14043 | Setting Time | BS EN 196-3 | ISO 17025
14044 | Setting Time | BS EN 196-3 | ISO 17025
14045 | Setting Time | BS EN 480-2, BS EN 480-1, SS EN 934-2 | ISO 17025
14046 | Setting Time | BS EN 413-2, BS EN 196-3 | ISO 17025
14047 | Setting Time | BS EN 196-3 | ISO 17025
14048 | Setting Time (Initial & Final Set) | ASTM C953-17 | ISO 17025
14049 | Shape & Surface Texture | SS 73 | ISO 17025
14050 | Shape and Dimensions (Annex B) | BS EN 1344 | ISO 17025
14051 | Shape and Dimensions, Thickness of Facing Layer (Annex C) | BS EN 1338 | ISO 17025
14052 | Shape and Dimensions, Thickness of Facing Layer (Annex C) | BS EN 1340 | ISO 17025
14053 | Shape Index | BS EN 933-4 | ISO 17025
14054 | Shear Adhesion Bond Strength | ASTM C482 | ISO 17025
14055 | Shear Bond Adhesive | ASTM C482, ADM/CE/013 | ISO 17025
14056 | Shell Content | SS 73-6, BS 812-106, BS EN 933-7 | ISO 17025
14057 | Shrinkage | BS EN 12808-4 | ISO 17025
14058 | Shrinkage at 28 days | ASTM C531 | ISO 17025
14059 | Sieve Residue | BS EN 196-6 | ISO 17025
14060 | Sieve segregation test | BS EN 12350-11 | ISO 17025
14061 | Skid Resistance | ASTM E303-93 | ISO 17025
14062 | Skid Resistance | SS 589 Annex C | ISO 17025
14063 | Slant Shear Bond Strength (Type I) | ASTM C1042 | ISO 17025
14064 | Slant Shear Bond Strength (Type II) | ASTM C1042 | ISO 17025
14065 | Slip | BS EN 1308, BS EN 12004-2 | ISO 17025
14066 | Slip Resistance (before & after accelerated weathering) | BS 7976-2 | ISO 17025
14067 | Slip Resistance (dry floor friction & wet pendulum test methods) | SS 485 | ISO 17025
14068 | Slip Resistance Test | SS 483, BS ISO 13006, SS 485, BS EN 14411 | ISO 17025
14069 | Slip/Skid Resistance (USRV) | BS EN 1344 | ISO 17025
14070 | Slip/Skid Resistance (USRV) (Annex I) | BS EN 1340 | ISO 17025
14071 | Slip/Skid Resistance (USRV) (Annex I) | BS EN 1338 | ISO 17025
14072 | Slip/Skid Resistance (USRV) (Annex I) | BS EN 1339 | ISO 17025
14073 | Slump Test | SS 78-A2, BS 1881-102, BS EN 12350-2 | ISO 17025
14074 | Slump-flow test | BS EN 12350-8 | ISO 17025
14075 | Softening Point | SS 589 (BS EN 1871 Annex F) | ISO 17025
14076 | Soil Resistivity Using the Wenner Four-Electrode Method | ASTM G57, (BS EN IEC 62561-7) | ISO 17025
14077 | Solid Content | SS 133(Method A) | ISO 17025
14078 | Soluble Salt Content | SS 103 | ISO 17025
14079 | Soundness | BS EN 196-3 | ISO 17025
14080 | Soundness Test | ASTM C88/C88M, BS 812-21, BS EN 1367-2, SS 73-21 | ISO 17025
14081 | Stain Resistance | SS 483, BS ISO 13006, BS EN 14411, SS 57 Appendix H.7, ISO 10545-14 | ISO 17025
14082 | Staining and Color Change | ASTM C510-16 | ISO 17025
14083 | Static Crack Bridging | ASTM C836/C836M, ASTM C1305, BS EN 1062-7 Method A | ISO 17025
14084 | Static Crack Bridging | BS EN 1062-7 Method A | ISO 17025
14085 | Static Modulus of Elasticity in Compression | BS 1881-121, ASTM C469 / C469M, BS EN 12390-13 | ISO 17025
14086 | Stiffening time | BS EN 1015-9 | ISO 17025
14087 | Stiffening time | BS EN 1015-9(Method A) | ISO 17025
14088 | Stiffening time | BS EN 1015-9(Method A) | ISO 17025
14089 | Strain Measurement (Electrical Displacement) | BS 1881-206 | ISO 17025
14090 | Surface & Total water absorption | BS EN 520 Clause 5.9 | ISO 17025
14091 | Taber Abrasion | ASTM D4060,ADM/CE/012 | ISO 17025
14092 | Tack-Free Time | ASTM C679 - 15 | ISO 17025
14093 | Tear Strength | ASTM D624 (Type C & T) | ISO 17025
14094 | Tensile & Elongation at Break | BS ISO 37 | ISO 17025
14095 | Tensile Adhesion Bond Strength | ASTM D4541(Method A, Type I Tester), BS EN 13892-8 | ISO 17025
14096 | Tensile Adhesion Bond Strength | BS EN 1348, BS EN 12004-2 | ISO 17025
14097 | Tensile Adhesion Bond Strength (After Heat Aging) | BS EN 1348, BS EN 12004-2 | ISO 17025
14098 | Tensile Adhesion Bond Strength(After Water immersion) | BS EN 1348, BS EN 12004-2 | ISO 17025
14099 | Tensile and Shear Adhesion Bond Strength | ASTM C482 | ISO 17025
14100 | Tensile pull off strength | ASTM D4541(Method A, Type I Tester), ASTM D7234 | ISO 17025
14101 | Tensile pull off strength | ASTM D4541(Method A, Type I Tester), ASTM D7234 | ISO 17025
14102 | Tensile pull off strength | ASTM D4541(Method A, Type I Tester), ASTM D7234 | ISO 17025
14103 | Tensile pull off strength | ASTM D4541(Method A, Type I Tester), ASTM D7234 | ISO 17025
14104 | Tensile pull off strength | BS EN 1015-12 | ISO 17025
14105 | Tensile pull off strength | BS EN 1015-12 | ISO 17025
14106 | Tensile pull off strength (after weathering) | BS EN 1015-12, ADM/CE/008 | ISO 17025
14107 | Tensile pull off strength (before and after weathering) | BS EN 1015-12, ADM/CE/010, ADM/CE/011 | ISO 17025
14108 | Tensile Shear at Joints | SS 374 | ISO 17025
14109 | Tensile Splitting Strength (Annex F) | BS EN 1338 | ISO 17025
14110 | Tensile Splitting Strength of Test Specimens | SS 78-A17, BS 1881-117, BS EN 12390-6 | ISO 17025
14111 | Tensile Strength | ASTM C307 | ISO 17025
14112 | Tensile Strength | ASTM C307 | ISO 17025
14113 | Tensile Strength & Elongation at Break | ASTM D412(Method A) | ISO 17025
14114 | Tensile Strength & Elongation at Break | ASTM D412(Method A) | ISO 17025
14115 | Tensile Strength & Elongation at Break | ASTM D412(Method A) | ISO 17025
14116 | Tensile Strength & Elongation at Break | ASTM D412(Method A) | n/a
14117 | Tensile Strength & Elongation at Break | SS 374, ASTM D412 Method A, BS EN 12311-1, BS EN 12311-2, BS EN ISO 527-1, BS EN ISO 527-3 | ISO 17025
14118 | Tensile Strength and Elongation at Break | SS 374 | ISO 17025
14119 | Theoretical Maximum Specific Gravity and Density of Bituminous Paving Mixtures | ASTM D2041/D2041M | ISO 17025
14120 | Thickness and Mass Per Unit Area | DIN 53353, DIN 16726, BS EN 1849-1, BS EN 1849-2, BS EN 22286(BS 3424-1) (ISO 2286), DIN EN ISO 2286-3, ASTM D3767 | ISO 17025
14121 | Thickness of Core | ASTM D3549/D3549M (Method A), BS EN 12697-36 | ISO 17025
14122 | Time of Setting of Concrete Mixtures by Penetration Resistance | ASTM C403/C403M | ISO 17025
14123 | Total Solids Content | ISO 124 | ISO 17025
14124 | Total Water Absorption | SS 271 | ISO 17025
14125 | Total Water Absorption (Annex E) | BS EN 1338 | ISO 17025
14126 | Total Water Absorption (Annex E) | BS EN 1339 | ISO 17025
14127 | Total Water Absorption (Annex E) | BS EN 1340 | ISO 17025
14128 | Transverse Breaking Load (Annex D) | BS EN 1344 | ISO 17025
14129 | Transverse Strength | SS 214, BS 7263-1 | ISO 17025
14130 | Transverse Strength | BS 7263-1 | ISO 17025
14131 | Ultrasonic Pulse Velocity Measurement | ASTM C597, BS EN 12504-4 | ISO 17025
14132 | Unconfined Compressive Strength | BS 1377-7, ASTM D2166, BS EN ISO 17892-7 | ISO 17025
14133 | Unconfined Compressive Strength of Core Specimens | ASTM D7012-14e1 (Method C) | ISO 17025
14134 | Unconsolidated Undrained Triaxial (UU) | BS 1377-7, BS EN ISO 17892-8, ASTM D2850 | ISO 17025
14135 | UV Accelerated Weathering | ASTM G154, ADM/CE/009 | ISO 17025
14136 | V-funnel test | BS EN 12350-9 | ISO 17025
14137 | Viscosity & Yield Strength | BS EN ISO 10414-1 | ISO 17025
14138 | Visual Aspects and Appearance (Annex J) | BS EN 1338 | ISO 17025
14139 | Visual Aspects and Appearance (Annex J) | BS EN 1339 | ISO 17025
14140 | Visual Aspects and Appearance (Annex J) | BS EN 1340 | ISO 17025
14141 | Volatile Content | ASTM D2369-10 | ISO 17025
14142 | Volume change | ASTM C827/C827M | ISO 17025
14143 | Water (Moisture) Content of Soil and Rock | ASTM D2216-19 | ISO 17025
14144 | Water Absorption | SS 78-A22, BS 1881-122, ASTM C642 | ISO 17025
14145 | Water Absorption | ASTM C413 | ISO 17025
14146 | Water Absorption | BS EN 12808-5 | ISO 17025
14147 | Water Absorption | ASTM C413 | ISO 17025
14148 | Water Absorption | ASTM C413 - 18 (Method A) | ISO 17025
14149 | Water Absorption | SS 214, BS 7263-1 | ISO 17025
14150 | Water Absorption | BS 7263-1 | ISO 17025
14151 | Water absorption and Bulk Specific Gravity | ASTM C97/C97M | ISO 17025
14152 | Water Absorption and Soluble Matter | SS 374 | ISO 17025
14153 | Water Absorption due to Capillary Action | BS EN 772-11 | ISO 17025
14154 | Water Absorption Test | SS 103 | ISO 17025
14155 | Water impermeability | BS EN 12467 Clause 7.3.3, BS EN 12467 Clause 7.3.3 | ISO 17025
14156 | Water Penetration & Water Gain | HDB Test Method ADM/CE/018 | ISO 17025
14157 | Water Penetration Test | DIN 1048-5, ADM/CE/003 | ISO 17025
14158 | Water Penetration Test | DIN 1048-5, ADM/CE/004 | ISO 17025
14159 | Water Penetration Test | DIN 1048-5, ADM/CE/005 | ISO 17025
14160 | Water Penetration Test | DIN 1048-5, ADM/CE/003 | ISO 17025
14161 | Water Penetration Test | DIN 1048-5, ADM/CE/006 | ISO 17025
14162 | Water Permeability | DIN 1048-5 | ISO 17025
14163 | Water Reduction | BS EN 12350-2, BS EN 480-1, SS EN 934-2 | ISO 17025
14164 | Water Requirement for Category S Fly Ash | BS EN 450-1 Annex B | ISO 17025
14165 | Water Resistance Test | SS 133 Annex J | ISO 17025
14166 | Water Retention | ASTM C156-17 | ISO 17025
14167 | Water Retentivity | BS EN 413-2 | ISO 17025
14168 | Water Retentivity | BS 4551 | ISO 17025
14169 | Water Retentivity | BS 4551 | ISO 17025
14170 | Water Retentivity | BS 4551 | ISO 17025
14171 | Water Sorptivity | ASTM C1585, ADM/CE/020 | ISO 17025
14172 | Water Vapour Transmission | ASTM E96/E96M | ISO 17025
14173 | Water Vapour Transmission | SS 374 | ISO 17025
14174 | Water Vapour Transmission (Water Method only) | ASTM E96/E96M, ASTM D1653 | ISO 17025
14175 | Watertightness/Behaviour under Hydrostatic Pressure | SS 374, BS EN 1928, DIN 16726, BS EN 12390-8 based on BS EN 14891 Part A7 for concrete mix design | ISO 17025
14176 | Water-Vapour Transmission | BS EN ISO 7783 | ISO 17025
14177 | Wetting and Drying Compacted Soil-Cement Mixtures | ASTM D559/D559M | ISO 17025
14178 | Workability by Abraham Cone | BS EN 12350-8 | ISO 17025
14179 | Working Time, Initial Setting Time and Service Strength Setting Time | ASTM C308-18 | ISO 17025
14180 | Acid or water extract or groundwater sulfate (Gravimetric method) | BS 1377-3 Clause 7.6 | ISO 17025
14181 | Acid soluble Chloride | BS 1377-3 Clause 9.3 | ISO 17025
14182 | Acid soluble sulfate | BS 1377-3 Clause 7.9 | ISO 17025
14183 | Acidity | APHA 2310 B (23rd Edition) | ISO 17025
14184 | ALKALINE DIGESTION FOR HEXAVALENT CHROMIUM | USEPA 3060A Rev.1 Dec 1996 | ISO 17025
14185 | Alkalinity (as CaCO3) / Bicarbonate / Carbonate | APHA 2320 B (23rd Edition) | ISO 17025
14186 | Aluminium (Al) | APHA 3120 B, APHA 3125 B (23rd Edition) | ISO 17025
14187 | Ammonia (NH3) | APHA 4500-NH3 F (23rd Edition), HACH 8038 | ISO 17025
14188 | Ammonium | Hach Doc 022.53.80029 | ISO 17025
14189 | Antimony (Sb) | APHA 3120 B , APHA 3125 B (23rd Edition) | ISO 17025
14190 | Appearance | APHA 2110 (23rd Edition) | ISO 17025
14191 | Arsenic (As) | APHA 3120 B, APHA 3125 B (23rd Edition) | ISO 17025
14192 | Barium (Ba) | APHA 3120 B, APHA 3125 B (23rd Edition) | ISO 17025
14193 | Beryllium (Be) | APHA 3120 B, APHA 3125 B (23rd Edition) | N/A
14194 | Biochemical Oxygen Demand (BOD) | APHA 5210 B (23rd Edition) | N/A
14195 | Boron (B) | APHA 3120 B, APHA 3125 B (23rd Edition) | ISO 17025
14196 | Bromide | APHA 4110 B (23rd Edition) | ISO 17025
14197 | Cadmium (Cd) | APHA 3120 B, APHA 3125 B (23rd Edition) | ISO 17025
14198 | Calcium (Ca) | APHA 3120 B , APHA 3125 B (23rd Edition) | ISO 17025
14199 | Calcium Hardness | APHA 3120B / APHA 2340 B (23rd Edition) | ISO 17025
14200 | Carbonate Content | BS 1377-3 Clause 8.2 | ISO 17025
14201 | Carbonate Content | BS 1377-3 Clause 8.3 | ISO 17025
14202 | Carbonate Content | BS 1377-3 Clause 8.4 | ISO 17025
14203 | Chemical Oxygen Demand (COD) | Hach 8000 | ISO 17025
14204 | Chloride (Cl-) | APHA 4110 B (23rd Edition) | ISO 17025
14205 | Chlorine (Free) | Hach 8021 | ISO 17025
14206 | Chlorine (Total Residual) | Hach 8167 | ISO 17025
14207 | Chlorophyll a | APHA 10200 H (23rd Edition) | ISO 17025
14208 | Chromate (CrO42-) | ADM/ENV/005 | ISO 17025
14209 | Chromium (Cr) | APHA 3120 B , APHA 3125 B (23rd Edition) | ISO 17025
14210 | Cobalt (Co) | APHA 3120 B , APHA 3125 B (23rd Edition) | ISO 17025
14211 | Colour | Hach 8025 | ISO 17025
14212 | Conductivity | APHA 2510 B (23rd Edition) | ISO 17025
14213 | Copper (Cu) | APHA 3120 B, APHA 3125 B (23rd Edition) | ISO 17025
14214 | Cyanide (CN-) | Hach 8027 | ISO 17025
14215 | Detergents (Linear alkylate sulphonate as methylene blue active substances) | APHA 5540 C (23rd Edition) | ISO 17025
14216 | Dissolved Oxygen | APHA 4500-O H (23rd Edition) | ISO 17025
14217 | Effects on Water : Appearance | SS 375 | ISO 17025
14218 | Effects on Water : Extraction of Metals | SS 375 | ISO 17025
14219 | Effects on Water : Odour | SS 375 | ISO 17025
14220 | Electrical Resistivity | BS 1377-3 Clause 13 | ISO 17025
14221 | Falling Velocity | ADM/ENV/007:2019 | ISO 17025
14222 | ffCOD | ADM/ENV/006 | ISO 17025
14223 | Fluoride (F-) | APHA 4110 B , APHA 4500-F- C (23rd Edition) | ISO 17025
14224 | Hardness | APHA 2340 C , APHA 3120B / APHA 2340 B (23rd Edition) | ISO 17025
14225 | Heavy Metals (As, Al, Ag, B, Be, Ba, Ca, Cd, Co, Cr, Cu, Fe, K, Mg, Mn, Mo, Na, Ni, Pb, Se, Sn, Sr, V, Zn and Hg) | Digestion by: USEPA 3051 A , Analysis by: USEPA 6010 D (ICP-AES) | ISO 17025
14226 | Heavy Metals (As, Al, Ag, B, Be, Ba, Ca, Cd, Co, Cr, Cu, Fe, K, Mg, Mn, Mo, Na, Ni, Pb, Se, Sn, Sr, V, Zn and Hg) | Digestion by: USEPA 3050 B , US EPA 3051 A (Microwave assisted acid digestion), Analysis by: USEPA 6010 D (ICP-AES) | ISO 17025
14227 | HEXAVALENT CHROMIUM | USEPA 7196A Rev.1 Jul 1992 | ISO 17025
14228 | Iodide (I-) | ADM/ENV/005 | ISO 17025
14229 | Iron (Fe) | APHA 3120 B (23rd Edition) | ISO 17025
14230 | Lead (Pb) | APHA 3120 B , APHA 3125 B (23rd Edition) | ISO 17025
14231 | Lithium (Li) | APHA 3120 B , APHA 3125 B (23rd Edition) | ISO 17025
14232 | Magnesium (Mg) | APHA 3120 B, APHA 3125 B (23rd Edition) | ISO 17025
14233 | Manganese (Mn) | APHA 3120 B, APHA 3125 B (23rd Edition) | ISO 17025
14234 | Mass Loss on Ignition | BS 1377-3 Clause 6 | ISO 17025
14235 | Mercury (Hg) | ADM/ENV/004 | ISO 17025
14236 | Molybdenum (Mo) | APHA 3120 B, APHA 3125 B (23rd Edition) | ISO 17025
14237 | Nickel (Ni) | APHA 3120 B, APHA 3125 B (23rd Edition) | ISO 17025
14238 | Nitrate (NO3-) | APHA 4110 B (23rd Edition) | ISO 17025
14239 | Nitrite (NO2-) | APHA 4110 B (23rd Edition) | ISO 17025
14240 | Odour | ADM/ENV/002 | ISO 17025
14241 | Oil & Grease (Hydrocarbon) | APHA 5520 F (23rd Edition) | ISO 17025
14242 | Oil & Grease (Non Hydrocarbon) | APHA 5520 G & APHA 5520 F | ISO 17025
14243 | Oil & Grease (Total) | APHA 5520 G (23rd Edition) | ISO 17025
14244 | Organic Matter | BS 1377-3 Clause 4 | ISO 17025
14245 | pH | APHA 4500-H+ B (23rd Edition) | ISO 17025
14246 | pH Value | BS 1377-3 Clause 12 | ISO 17025
14247 | Phenolic Compounds (as Phenol) | Hach 8047 | ISO 17025
14248 | Phosphate (PO43-) | APHA 4110 B (23rd Edition) | ISO 17025
14249 | Potassium (K) | APHA 3120 B (23rd Edition) | ISO 17025
14250 | Rapid Determination of Carbonate Content of Soils | ASTM D4373 | ISO 17025
14251 | Redox Potential | BS 1377-3 Clause 14 | ISO 17025
14252 | Salinity | APHA 2520 B (23rd Edition) | ISO 17025
14253 | Selenium (Se) | APHA 3120 B , APHA 3125 B (23rd Edition) | ISO 17025
14254 | Semivolatile Organic Compounds by GC/MS | USEPA 8270E: 2017 , Refer to Appendix 2 for the list of semivolatile organic compounds | ISO 17025
14255 | Silver (Ag) | APHA 3120 B , APHA 3125 B (23rd Edition) | ISO 17025
14256 | Sodium (Na) | APHA 3120 B (23rd Edition) | ISO 17025
14257 | Strontium (Sr) | APHA 3120 B , APHA 3125 B (23rd Edition) | ISO 17025
14258 | Suitability of Water : 1, Oil and Fats , 2. Detergents , 3. Colour , 4. Suspended Matter , 5. Odour , 6. Acids , 7. Humic Matter , 8. Chloride Content , 9. Sulphate Content , 10. Alkali Content | BS EN 1008 | ISO 17025
14259 | Sulfate in groundwater | BS 1377-3 Clause 7.8 | ISO 17025
14260 | Sulphate (SO42-) | APHA 4110 B (23rd Edition) | ISO 17025
14261 | Sulphide (S2-) | APHA 4500-S2- F (23rd Edition) , Hach 8131 | ISO 17025
14262 | Temperature | APHA 2550 B (23rd Edition) | ISO 17025
14263 | Thallium | APHA 3125 B (23rd Edtion) | ISO 17025
14264 | Tin (Sn) | APHA 3120 B (23rd Edition) | ISO 17025
14265 | Titanium | APHA 3125 B (23rd Edtion) | ISO 17025
14266 | Total Dissolved Solid | APHA 2540 C (23rd Edition) | ISO 17025
14267 | Total Dissolved Solid | BS 1377-3 Clause 11 | ISO 17025
14268 | Total Nitrogen | ADM/ENV/003 | ISO 17025
14269 | Total Organic Carbon (TOC) | APHA 5310 B (23rd Edition) | ISO 17025
14270 | Total Organic carbon (TOC) | BS 1377-3 Clause 5 | ISO 17025
14271 | Total Phosphorus, Total Phosphate | Hach 8190 Test 'N TubeTM vials | ISO 17025
14272 | Total Solid | APHA 2540 B (23rd Edition) | ISO 17025
14273 | Total Suspended Solid | APHA 2540 D (23rd Edition) | ISO 17025
14274 | Toxicity Characterictic Leaching Procedure As, Ag, Ba, Cr, Cd, Cu, Co, Fe, F, Hg, Mn, Ni, Pb, Se, Zn and Phenolic Compounds (as Phenol) | USEPA 1311: 1992 (exclude ZHE: Zero Headspace Extraction) | ISO 17025
14275 | Turbidity | Hach 8195 | ISO 17025
14276 | Vanadium (V) | APHA 3120 B , APHA 3125 B (23rd Edition) | ISO 17025
14277 | Volatile Organic Compounds by GC/MS | USEPA 8260D: 2017 , Refer to Appendix 1 for the list of volatile organic compounds | ISO 17025
14278 | Water extract or groundwater sulfate (Ion Chromatography IC method) | BS 1377-3 Clause 7.4 | ISO 17025
14279 | Water soluble Chloride | BS 1377-3 Clause 9.2 | ISO 17025
14280 | Water soluble sulphate in soil | BS 1377-3 Clause 7.3 | ISO 17025
14281 | Zinc (Zn) | APHA 3120 B (23rd Edition) | ISO 17025
14282 | Zirconium | APHA 3125 B (23rd Edtion) | ISO 17025
14283 | Bend and Re-bend Test | BS EN ISO 15630-1(BS 4449) (BS 4482) (SS 560) (SS 566), *SS 427 (SS 2: Part 1, Part 2, Part 3), *ISO 10065 | ISO 17025
14284 | Bend and Re-bend Test | BS EN ISO 15630-2 (BS 4482) (BS 4483) (SS 561), SS 456 (SS 18: Part 1), SS456 (SS 32: Part 1), SS 427 (SS 18: Part 1), SS427 (SS 32: Part 1), SS 18: Part 2, SS 32: Part 2 | ISO 17027
14285 | Bond quality of plywood (chisel test) | AS/NZS 2098.2 ((AS/NZS 2754.1) | ISO 17025
14286 | Compression Test (a. Compression parallel to grain) | BS 373 | ISO 17025
14287 | Compression Test (b. Compression perpendicular to grain) | BS 373 | ISO 17025
14288 | Determination of deviation from nominal mass per metre | BS EN ISO 15630-1 (SS560) | ISO 17025
14289 | Dimensional Measurement | BS EN ISO 15630-2 (BS 4482) (BS 4483) (SS 561), SS 456 (SS 18: Part 1), SS456 (SS 32: Part 1), SS 427 (SS 18: Part 1), SS427 (SS 32: Part 1), SS 18: Part 2, SS 32: Part 2 | ISO 17025
14290 | Dimensional Measurement | BS EN ISO 15630-3 & BS EN ISO 6892-1 (BS 5896) | ISO 17025
14291 | Dimensional Measurement, Tensile Strength Test, Bend Test | ASTM A20 / A20M, ASTM A36 / A36M, ASTM A500 / A500M, ASTM A516 / A516M, BS EN 10025-1, BS EN 10025-2, BS EN 10210-1, ASTM A370, BS EN ISO 7438, GB/T 2975, GB/T 228.1, GB/T 232 | ISO 17025
14292 | Hardness Test | (BS 3692), (BS 4190), (ASTM F3125 / F3125M), (ASTM A490 - 14a), BS EN ISO 898-1, ASTM F606 / F606M, BS EN ISO 898-2 | ISO 17025
14293 | Hardness Test (Brinell) | ASTM E10, BS EN ISO 6506-1 | ISO 17025
14294 | Hardness Test (Rockwell) | BS EN ISO 6508-1, ASTM E18, *BS EN 10109-1 | ISO 17025
14295 | Hardness Test (Vickers) | ASTM E384, BS EN ISO 6507-1 | ISO 17025
14296 | Janka Indentation Test | BS 373 | ISO 17025
14297 | Measurement of the geometrical characteristics & Determination of the relative rib or indentation area (Surface Geometry) | BS EN ISO 15630-1 (SS560) | ISO 17025
14298 | Moisture Content | BS 373 | ISO 17025
14299 | Moisture Content | SS 572 | ISO 17025
14300 | Proof Load Test (Nuts) | (BS 3692), (BS 4190), (ASTM F3125 / F3125M), (ASTM A490 - 14a), BS EN ISO 898-1, ASTM F606 / F606M, BS EN ISO 898-2 | ISO 17025
14301 | Static Bending Test | BS 373 | ISO 17025
14302 | Stripping Test for Determination of Coating Weight | ASTM A90/A90M-13 (ASTM A653/A653M-18), BS EN ISO 1460 (BS EN ISO 1461), *SS 117 | ISO 17025
14303 | Tensile Strength Test (Bolts) | (BS 3692), (BS 4190), (ASTM F3125 / F3125M), (ASTM A490 - 14a), BS EN ISO 898-1, ASTM F606 / F606M, BS EN ISO 898-2 | ISO 17025
14304 | Tensile Test | ISO 6892-1, ASTM A370, ASTM E8 / E8M, JIS Z 2241, AS 1391, ASTM B557, *SS 456 | ISO 17025
14305 | Tensile Test | BS EN ISO 15630-2 (BS 4482) (BS 4483) (SS 561), SS 456 (SS 18: Part 1), SS456 (SS 32: Part 1), SS 427 (SS 18: Part 1), SS427 (SS 32: Part 1), SS 18: Part 2, SS 32: Part 2 | ISO 17026
14306 | Tensile Test (Yield Strength, Elongation & Tensile Strength) | ASTM A1061 / A1061M (ASTM A416 / A416M), BS EN 10218-1 & BS EN ISO 6892-1 | ISO 17025
14307 | Tensile Testing (Range of 0 to 2000kN) | BS EN ISO 15630-1 & ISO 6892-1(BS 4449) (SS560) (SS 566), *SS 456 (SS 2: Part 1, Part 2, Part 3) | ISO 17025
14308 | Tension Load Test and Permanent Set Measurement (Slip Test) | ISO 15835-2, BS 8597, BS EN ISO 6892-1, *(BS 8110: Part 1 Clause 3.12.8.16.2) | ISO 17025
14309 | Weld Shear Test | BS EN ISO 15630-2 (BS 4482) (BS 4483) (SS 561), SS 456 (SS 18: Part 1), SS456 (SS 32: Part 1), SS 427 (SS 18: Part 1), SS427 (SS 32: Part 1), SS 18: Part 2, SS 32: Part 2 | ISO 17028
14310 | Yield Strength Test (Bolts) | (BS 3692), (BS 4190), (ASTM F3125 / F3125M), (ASTM A490 - 14a), BS EN ISO 898-1, ASTM F606 / F606M, BS EN ISO 898-2 | ISO 17025
14311 | Metal Composition by Optical Emission Spectroscopy | ASTM E415, ASTM A751, ASTM E1086, ASTM A751, ASTM E1999, ASTM E1251 | ISO 17025
14312 | Optical Emission Spectroscopy (OES) | EX-M-OP-CH-SIN-MD004 Issue 4 July 15 OES | ISO 17025
14313 | Positive Material Identification by XRF | E-M-OP-MC-CH-SIN-MD003 Issue 4 | ISO 17025
14314 | Adhesion (Pull Off) Strength | ASTM D4541, ASTM D7234 | ISO 17025
14315 | Adhesion or Cohesion strength of thermal spray coatings | CSA Z245.20 -14 Update No.1 Mar 15 12.14pm | ISO 17025
14316 | Cathodic Disboundment | AFNOR NF A49-711 (1992) Annex K, AFNOR NF EN 10329 (A49-716) Annex E, NACE RP034-2002 Appendix F, CSA Z245.20 Update No.1 Mar-14 Sec 12.8 , ISO 21809 Part 1 L 2011 Annex, ISO 21809 Part 3: 2008 Annex A | ISO 17025
14317 | Dry Film Thickness (DFT) | ISO 2808 (Method 7c and 7d), ASTM D7091, ASTM D6132 | ISO 17025
14318 | Film Thickness - Pipe Coatings | ASTM G17-2007 (2013), ISO 21809 Part 1: 2011 Annex A, ISO 21809 Part 3: 2008 Annex A | ISO 17025
14319 | Holiday Detection | ASTM G62-2007 (2013), ISO 21809 Part 1: 2011 Annex B , ISO 21809 Part 3: 2008 Annex B | ISO 17025
14320 | Hot Water Immersion | NACE RP0394-2002 Appendix J | ISO 17025
14321 | Peel strength | ISO 21809 Part 1: 2011 Annex C, ISO 21809 Part 3: 2008 Annex D | ISO 17025
14322 | Penetration Resistance of Pipeline Coatings (Blunt Rod) | ASTM G17-2007 (2013) | ISO 17025
14323 | Pull-off Test for adhesion | ISO 4624: 2002, BS EN ISO 4624:2003 | ISO 17025
14324 | Engineering Critical Assesment (ECA) | API 1104:2013, BS 7910:2005, DNV OS-F101:2013, DNV RP-108:2006 | N/A
14325 | Failure Analysis | Client Requirement | N/A
14326 | Hydrogen Induced Cracking (HIC) | NACE TM0284-2011, DNV offshore standard F101-Oct-2013 Appendix B C300 | ISO 17025
14327 | Hydrogen Sulphide by Iodometric Tiltration | NACE TM0284-2011 Appendix C | ISO 17025
14328 | Pitting and Crevice Corrosion | DNV offshore standards F101-Oct-2013 Appendix B C200; ASTM G48 Method A & E | ISO 17025
14329 | Salt Spray Testing | ASTM B117-2016 | ISO 17025
14330 | Sulfide Stress Cracking - SSC and SCC | NACE TM0177 Method C Only; NACE TM0316 | ISO 17025
14331 | Sulfide Stress Cracking (SSC) | ASTM G39-99r11, EFC No.16, DNV offshore standard F101-Oct-2013 Appendix | ISO 17025
14332 | Susceptibility to Intergranular Attack | ASTM A262-2015 Practice A, B, C, E, F, ASTM G28-2002r15 Method A | ISO 17025
14333 | Tensile Strength (Pull Out Strength) of Structural Fixings in Concrete and Masonry | BS 5080-1 | ISO 17025
14334 | Hardness and Microhardness Testing | ASTM E10, BS EN ISO 6506-1, ASTM E384, BS EN ISO 6507-1, BS EN 10109-1, BS EN ISO 6508-1, ASTM E18 | ISO 17025
14335 | Hardness and Microhardness Testing | ASTM A370-2015, ASTM A962/A962M-2014a, ASTM E384-2011e1, BS EN ISO 6507-1: 2005, DNV offshort standards F101-Oct-2013 Appendix B B1003, DNV offshore standards F101-Oct-2013 Appendix B B1011, BS EN ISO 6508-1: 2015, ASTM E18-2015, DNV offshore Standard F101- Oct-2013 Appendix B B1011, BS EN ISO 6506-1: 2014, ASTM E10-2015, | ISO 17025
14336 | 3-Point Bend Test | ASTM A370-2015, *ASTM A615/ A615M-2012, *ASTM A962/A962M-2014a, ASTM E855-2008 (2013), ASTM E190-2014, ASTM E290-2014, AWS D1.1/ D1.1M-2015, ASME IX-2015, ISO 5173: 2010 Amd 1: 2011, BS EN ISO 7438:2005, *BS EN ISO 15614-1 : 2004 Amd 2007 (5CT-2005), DNV offshore standards F101-Oct-2013 Appendix B500, API 1104-2013 21st Ed Errata 2 Jun-14 | ISO 17025
14337 | Bond Performance | SS 2 Part 3 Appendix A | ISO 17025
14338 | Charpy Impact testing (Ambient and Subambient Temperatures) | ASTM A370-2015, ASTM E23-2012c, AWS D1.1/ D1.1M-2015, API 5L-2010 44th Ed. Add2, BS EN 10025-1: 2004, BS EN 10025-2: 2004. BS EN ISO 148-1: 2010, *BS EN ISO 15614-1: 2004 + A1 2008, *BS EN ISO 11960: 2004 Amd 2007 (5CT-2005), ISO 148-1 : 2009 2nd Edition, ASTM A962/A A602, ASTM A962 A962/A952M- 2014a, DNV offshore standards F101-Oct-201, DNV offshore standards for F101 | ISO 17025
14339 | Fatigue Testing | BS 4449:2005+A3:2016 | ISO 17025
14340 | Flaring/ Flanging Test | ASTM A370-2015 | ISO 17025
14341 | Flattening Test | ASTM A370-2015 | ISO 17025
14342 | Fracture Toughness Testing | BS 7448 Part 1: 1991 (2002), BS 7448 Part 2: 1997, BS EN ISO 15653: 2010, API 2Z-2005 4th Ed, API 1104-2013 21st Ed Errata 2 Jun-14, DNV offshore standard F101-Oct-13 Appendix B B800, ISO 12135-2002 Cor1: 2008, API 2Z-2005 4th Ed, DNV RP-F108-2006 | ISO 17025
14343 | Tensile Strength Testing | ASTM A370-2015, ASTM B557-2014, ASTM E8/E8M-2015a, *ASTM A20/A20M-2014, *ASTM A36/A36M-2014, *ASTM A516/A516M-2010. *ASTM A615-A615M-2015, *ASTM A962/A962M-2014a, ASTM E21-2009, API 5L-45th Ed 2012 Errata Apr-15, API 2H-2006, API 1104-2013 21st Ed Errata 2 Jun-14, AWS D1.1/D1.1M-2015, AWS D1.2/D1.2M-2010, ASME IX-2015, AS1391-2007, BS EN 10225-1 & 6: 2004, BS EN ISO 6892-1: 2009, BS EN ISO 4136: 2012, *BS EN 10225-2009, * BS EN 10225-2009, DNV rule for classification of ships- Jan 2014, DNV offshore standards B101-Oct 2012 "Metallic Materials", DNV offshore standards F101-Oct-2013 Appendix B, B300, ISO 4136-2012, ISO 5178-2001, ISO 6892-1: 2009, *ISO 2566-1: 2001 | ISO 17025
14344 | Through-Thickness Tensile Test | ISO 7778-2014, *ASTM A 770/A770M-2003r2012, *API 2W-2006, *API 2H-2006, *BS EN 10164:2004, *BS EN ISO 11960: 2004 Amd: 2007 (5CT-2005) | ISO 17025
14345 | Bend and Rebend Testing | SS 427 (SS 2: Part 1), SS 427 (SS 2: Part 2), SS 2: Part 3, ISO 10065, BS EN ISO 15630-1 (BS 4449, BS 4482, SS 560, SS 566) | ISO 17025
14346 | Bend and Rebend Testing | SS 456 (SS 18: Part 1), SS 18: Part 2, SS 456 (SS 32: Part 1), SS 32: Part 2, SS 427 (SS 18: Part 1), SS 427 (SS 32: Part 1), BS EN ISO 15630-2: 2010 (BS 4482, BS 4483, SS 561) | ISO 17025
14347 | Fastener Mechanical Testing: Tensile & Yield Strength Test (Bolts), Hardness Test, Proof Load Test | BS 3692, BS 4190, ASTM A325, ASTM A490, BS EN ISO 898-1, ASTM F606, BS EN ISO 898-2 | ISO 17025
14348 | Stripping Test for Determination of Coating Weight | ASTM A90 (ASTM A653), BS EN ISO 1460 (BS EN ISO 1461), SS 117 | ISO 17025
14349 | Tensile Strength Test & Bend Test | ASTM A20, ASTM A36, ASTM A500, ASTM A516, BS EN 10025-1, BS EN 10025-2, BS EN 10210-1, ASTM A370 , BS EN ISO 7438, GB/T 2975, GB/T 228.1, GB/T 232 | ISO 17025
14350 | Tensile Testing | SS 456, ISO 6892-1, ASTM A370, ASTM E8 , JIS Z 2241, AS 1391, ASTM B557, SS 456 (SS 2: Part 1), SS 456 (SS 2: Part 2), SS 2: Part 3, BS EN ISO 15630-1 & ISO 6892-1 (BS 4449, SS 560, SS 566), SS 18: Part 2, SS 456 (SS 32: Part 1), SS 32: Part 2, SS 427 (SS 18: Part 1), SS 427 (SS 32: Part 1), BS EN ISO 15630-2: 2010 (BS 4482, BS 4483, SS 561), BS EN ISO 15630-3 & BS EN ISO 6892-1 (BS 5896), ASTM A1061 (ASTM A416), BS EN 10218-1 & BS EN ISO 6892-1 | ISO 17025
14351 | Tension Load Test and Permanent Set Measurement | (BS 8110-1 Clause 3.12.8.16.2), ISO 15835-2, BS 8597 | ISO 17025
14352 | Weld Shear Test | SS 456 (SS 18: Part 1), SS 18: Part 2, SS 456 (SS 32: Part 1), SS 32: Part 2, SS 427 (SS 18: Part 1), SS 427 (SS 32: Part 1), BS EN ISO 15630-2: 2010 (BS 4482, BS 4483, SS 561) | ISO 17025
14353 | Grain Size Evaluation | ASTM E112-2013 | ISO 17025
14354 | Macroetching & Microetching of Metals & Alloys | ASTM E340-2015, ASME IX-2015, AWS D1.1/ D1.1M-2015, DNV offshore standard F101-Oct-2013 Appendix B B1001, ASTM E407-2007r2015, DNV offshore standard F101-Oct-2013 Appendix B B1002 | ISO 17025
14355 | Macroscopic & Microscopic Evaluation | ASME IX-2015, AWS D1.1/D1.1M-2015, DNV offshore standard F101-Oct-2013 Appendix B B1001, BS EN 1321: 1997 Amd 2004 | ISO 17025
14356 | Sample Preperation | ASTM E3-2011 | ISO 17025
14357 | Test Methods for Detecting Detrimental Intermetallic Phase in Duplex Austenitic/Ferritic Stainless Steels | ASTM A923 | ISO 17025
14358 | All Weld Tensile Stress | AWS D1.1/ D1.1M-2015, AWS D1.2/ D1.2M-2010, *BS EN ISO 15614-1:2004 + A2: 2012 | ISO 17025
14359 | Nick-Break Test | API 1104-2013 21st Ed Errata 2 Jun-14 | ISO 17025
14360 | Weld Fracture Testing | AWS D1.1/ D1.1M-2015, AWS D1.2/ D1.2M-2010, ASME IX-2015 | ISO 17025
14361 | CB Scheme IECEE | Safety certification scheme for Electrical products covered under IEC60950, IEC60065, IEC61010, IEC60601 | ISO 17065
14362 | CB Scheme IECEX | Safety certification scheme of equimnt intended to be used in explosive atmospheres | ISO 17065
14363 | FCC |  | ISO 17065
14364 | IC (Industry Canada) |  | ISO 17065
14365 | Japanese certification Telecoms (CAB) and Radio devices (MIC) |  | ISO 17065
14366 | Electromagentic Compatibility (EMC) Testing - In-House Testing | STP-1001 Site Safety Procedures, STP-1002 Initial Site Survey(s) and Test Plan(s), STP-1003 Equipment Verification, STP-1004 Power Line Conduction, STP-1005 Magnetic Field (H) Emissions, STP-1006 E-Field Emissions Testing, STP-1007 Radiated Immunity Using Licensed Transmitters, STP-1008 Conduced Immunity Testing as per EN61000-4-6 2009,, STP-1009 Electrical Fast Burst Transient Testing as per EN6100-4-4 2004, STP-1010 Voltage Surge Testing as per EN61000-4-5 2006, STP-1011 Electrostatic Discharge Testing as per, EN61000-4-2 2009, STP-1012 Voltage Dips and Interruptions, STP-1013 Voltage Fluctuations and Flicker Testing | ISO 17025
14367 | Electromagnetic Compatibility (EMC) Testing - Civil Tests | EN 55011:2007+A1:2007, EN55011:2009+A1:2010, AN/NZS CISPR 11:2004, EN 55013:2001+A1:2003+A2:2006, CISPR 13:2006 Edition 4.2, CISPR 13:2009 Edition 5.0, AS/NZS CISPR 13:2004, AS/NZS CISPR14.1:2010 , EN 55015:2006+A1:2007+A2:2009 , EN 55015:2013 , CISPR 15:2009 Ed 7.2 , AS/NZS CISPR 15:2006 , EN 55022: 1998 , EN 55022:2006 + A1:2007 , EN, 55022:2010 , CISPR 22:1997 , CISPR 22:2006 Ed 5.2 , CISPR22: 2008 , AS/NZS CISPR 22:2006 , AS/NZS CISPR 22:2009+A1:2010 , CAN/CSA-CEI/ IEC CISPR , FCC CFR 47:Part 18 | ISO 17025
14368 | Electromagnetic Compatibility (EMC) Testing - Civil Tests, Conducted Current Harmonics | EN 61000-3-2:2006 + A1:2009+ A2:2009, IEC 61000-3-2:2009 Ed 3.2, EN61000-3-2:2014 | ISO 17025
14369 | Electromagnetic Compatibility (EMC) Testing - Civil Tests, Signal and Control Lines | EN 50065-1:1991 , EN 55011:2009+A1:2010 , EN 55014-1:2006+A1:2009 , EN 55022:19981 , EN 55022:2006 + A1:20071 , CISPR 22:2006 Ed 5.21 , CISPR 22:20081 , AS/NZS CISPR 22:20061 ,AS/NZS CISPR 22:2009 +A1:2010 , EN 55032:2012 , FCC CFR 47 Part 15B , FCC CFR 47:Part 18 , VCCI V-31 , AS/NZS CISPR14.1:2010 , EN 55015:2006+A1:2007+A2:2009 , EN 55015:2013 , CISPR 15:2009 Ed 7.2 , AS/NZS CISPR 15:2006 , EN 55022: 1998 , EN 55022:2006 + A1:2007 , EN 55022:2010 , CISPR 22:1997 , CISPR 22:2006 Ed 5.2 , CISPR22: 2008 , AS/NZS CISPR 22:2006 , AS/NZS CISPR 22:2009+A1:2010 , CAN/CSA-CEI/ IEC CISPR , FCC CFR 47:Part 18 | ISO 17025
14370 | Electromagnetic Compatibility (EMC) Testing - Compass Safe Distance | EN 60945:2002 Section 11.2 | ISO 17025
14371 | Electromagnetic Compatibility (EMC) Testing - Conducted AC Mains Flicker | EN 61000-3-3:2008, EN 61000-3-3:2013, IEC 61000-3-3:2008 Ed 2.0 | ISO 17025
14372 | Electromagnetic Compatibility (EMC) Testing - Conducted and Radiated Emissions | CISPR 12:2001, CISPR 25:2002 2004/104/EC, Annexes IV, V, VII and VIII 2005/83/EC, EN50498:2010 72/245/EEC 97/24/EEC Chapter 8 2009/64/EC, ECE Regulation 10.04, ECE Regulation 10.05 | ISO 17025
14373 | Electromagnetic Compatibility (EMC) Testing - Conducted Immunity BCI | ISO 11452-1:2005, ISO 11452-4:2005, substitution method, 2004/104/EC Annexes IX 2005/83/EC, EN50498:2010 72/245/EEC 97/24/EEC Chapter 8 2009/64/EC, ECE Regulation 10.04, ECE Regulation 10.05 | ISO 17025
14374 | Electromagnetic Compatibility (EMC) Testing - Conducted Susceptibility - CW, Transients and Magnetic | EN 61000-4-6:2009, IEC 61000-4-6:2008 Ed 3.0, EN 61000-4-6:2014 | ISO 17025
14375 | Electromagnetic Compatibility (EMC) Testing - Electrostatic Discharge Immunity | EN 61000-4-2:2009, IEC 61000-4-2:2008 Ed 2.0, EN 55020:2002 | ISO 17025
14376 | Electromagnetic Compatibility (EMC) Testing - Fast Transient/Burst Immunity | EN 61000-4-4:2004 + A1:2010, EN 61000-4-4:2012, IEC 61000-4-4:2004 Ed 2.0, EN 55020:2002, Documented TRaC Procedure STP09 Issue 4:1998 | ISO 17025
14377 | Electromagnetic Compatibility (EMC) Testing - Generic and Product Specification Standards - Sections 10.1.1 to 10.1.15 | EN 12184:2006 , EN 50121-2:2000 , EN 50121-2:2006 , EN 50121-3:2000 , EN 50121-3-1:2006 , EN 50121-3-2:2006 , EN 50121-4:20002 , EN 50121-4:2006 , EN 50121-5:20002 , EN 50121 5:20062 , EN 50121-1:2015 , EN 50121-2:2015 , EN 50121-3-1:2015 , EN 50121-3-2:2015, EN 50121-4:2015 , EN 50121-5:2015 , EN 50130-4:2011 , EN 50130-4:2011 + A1:2014 , EN 50131-2-3:2008 , EN 50131-2-4:2008 , EN 50131-2-5:2008 , EN 50131-4:2009 , DD CLC/TS EN 50131-7:2010 10/30227151DC (EN50131-9:2010) , EN 50131-1:2006 + A1: 2009 08/30179399 DC (EN50131-1) , EN 50131-2-2:2008 , EN 50131-3:2009 , EN 50270:2006 , EN 50293:2012 , EN 50165:1997 + A1:2001, EN 50199:1995 | ISO 17025
14378 | Electromagnetic Compatibility (EMC) Testing - Generic and Product Specification Standards - Sections 10.1.1 to 10.1.15 | EN 55014-2:1997+ A1:2001, EN 55014-2:1997+A2:2008, EN 55024:2010, CISPR 24: 2010 Ed 2.0, EN 55024:2010 + A1:2015, EN55103-1:20091, EN55103-2:2009, BS IEC 60533:1999, IEC 60601-1-2:2007 Ed 3.0, EN 60601-1-2:2007, IEC 60601-1-2:2014 Ed 4, EN 61000-6-1:2007, EN 61000-6-2:2005, EN 61000-6-3:2007, EN 61000-6-3:2007+A1:2011. IEC 61000-6-3:2011 Ed 2.1, EN 61000-6-4:2007, EN 61000-6-4:2007+A1:2011, IEC 61000-6-4:2011 Ed 2.1, EN 61204-3:2001, EN 61326-1:2013, EN 61326-2-1:2013, EN 61326-2-2:2013, EN 61326-2-3:2013, EN 61326-2-4:2013, EN 61326-2-5:2013, EN 61326-2-6:2013, EN 61547:2009, EN 61800-3:1996 | ISO 17025
14379 | Electromagnetic Compatibility (EMC) Testing - Generic and Product Specification Standards - Sections 10.1.1 to 10.1.15 | IEC 62003:2009, EN 61000-4-10:1993, EN 61000-4-13:2002, EN 61000-4-14 (undated ref), EN 61000-4-12:2006, EN 61000-4-16, EN 61000-4-28, Lloyds Register Test Specification No.1:1990, EN 300 386 V1.5.1, EN 300 386-2:1997, EN 301 489-1 V1.8.1:2008, EN 301 489-1 V1.9.2:2011, EN 301 489-2:V1.3.1:2002, EN 301 489-3:V1.6.1:2013, EN 301 489-4, V1.4.1:2009, EN 301 489-5:V1.3.1:2002, EN 301 489-6 V1.3.1:2008, EN 301 489-7 V1.3.1: 2005, EN 301 489-8 V1.2.1:2002, EN 301-489-9 V1.4.1:2007, EN 301 489-10 V1.3.1:2002, EN 301 489-11 V1.3.1:2006, EN 301 489-12 V2.2.2:2008, EN 301 489-13 V1.2.1:2002, EN 301 489-14 V1.2.1:2003, EN 301 489-15 V1.2.1:2002, EN 301 489-16 V1.2.1:2002, EN 301 489-17 v2.2.1:2012, EN 301 489-18 V1.3.1:2002, EN 301 489-19 V1.2.1:2002, EN 301 489-20 V1.2.1:2002, EN 301 489-24 V1.5.1:2010, EN 301 489-28 V1.1.1:2004, EN 60945:2002 Section 10 | ISO 17025
14380 | Electromagnetic Compatibility (EMC) Testing - Interference Power Measurements | EN 55013:2001+ A1:2001+ A2:2006, CISPR 13:2006 Edition 4.2, CISPR 13:2009 Edition 5.0 , AS/NZS CISPR 13:2004 , EN 55014-1:2006+A1:2009+ A2:2011 | ISO 17025
14381 | Electromagnetic Compatibility (EMC) Testing - Magnetic Field Emissions | EN 50366:2003 + A1:2006 Time Domain Evaluation Method, EN 62233:2008 | ISO 17025
14382 | Electromagnetic Compatibility (EMC) Testing - Radiated Emissions: Electric Field | EN 55011: 2009 + A1:2010, AS/NZS CISPR 11:2004, EN 55013:2001 including Amendment A1:2003 & A2:2006, CISPR 13:2006 Edition 4.2, CISPR 13:2009 Edition 5.0, AS/NZS CISPR 13:2004, EN 55015:013, EN 55015:2006 + A2:2009, EN 55015:2006 + A1:2007 + CISPR 15:2009 Ed 7.2 AS/NZS CISPR 15:2006 EN 55022:1998 EN55022:2006 + A1:2007 EN55022:2010, CISPR 22:2006 Ed 5.2 , CISPR 22:2008 Ed 6.0 , AS/NZS CISPR 22:2006 , AS/NZS CISPR 22:2009 , AS/NZS CISPR 22:2009 +A1:2010 , EN 60945:2002 Section 9.3 , FCC CFR 47:Part 15B , FCC CFR 47:Part 18 , ANSI C63.4:2003 , ANSI C63.4:2014 A,B,C,E,G , ICES-003 Issue 5:2012 , ICES-003 Issue 6:2016 , EN 55032:2012, EN 55032:2015 , GEL210 11-14-0182 | ISO 17025
14383 | Electromagnetic Compatibility (EMC) Testing - Radiated Emissions: Magnetic Field | EN 55011: 2007 + A2:2007, EN 55011:2009 + A!:2010, AS/NZA CISPR 11:2004, EN 60945:2002 Section 9.3, FCC CFR 47: Part 18, ICES-001: Issue 4: 2006 | ISO 17025
14384 | Electromagnetic Compatibility (EMC) Testing - Radiated Immunity Absorption Chamber | ISO 11452-1:2005, ISO 11452-2:2004, substitution method, ISO 11451-1:2003, ISO 11451-2:2004 2004/104/EC Annexes VI, IX 2005/83/EC, EN50498:2010 72/245/EEC 97/24/EEC Chapter 8 2009/64/EC, ECE Regulation 10.04, ECE Regulation 10.05 | ISO 17025
14385 | Electromagnetic Compatibility (EMC) Testing - Radio Frequency Susceptibility - Electric Field | EN 61000-4-3:2006+A1:2008, EN 61000-4-3:2006 + A2:2010, IEC 61000-4-3:2006 Ed 3.0, IEC 61000-4-3:2008 Ed 3.1, IEC 61000-4-3:2010 Edition 3.2 | ISO 17025
14386 | Electromagnetic Compatibility (EMC) Testing - Radio Frequency Susceptibility - Magnetic Field | EN 61000-4-8:2010, IEC 61000-4-8:2009 Ed 2.0, EN 61000-4-9:1994+ A1:2001, IEC 61000-4-9:2001 Ed 1.1 | ISO 17025
14387 | Electromagnetic Compatibility (EMC) Testing - Site Surveys - Conducted Emissions, Radiated E-Field, Radiated H-Field | Documented TRaC Procedures, STP-1004 Power Line Conduction, STP-1005 Magnetic Field (H) Emissions, STP-1006 E-Field Emissions Testing | ISO 17025
14388 | Electromagnetic Compatibility (EMC) Testing - Surge Immunity | EN 61000-4-5:2006, EN 61000-4-5:2014, ITU-T K20:2003, ITU-T K21:2000, ITU-T K21:2003, ITU-T K44:2000, ITU-T K44:2003 | ISO 17025
14389 | Electromagnetic Compatibility (EMC) Testing - Vehicular Transient Testing | ISO 7637-1:1990, ISO 7637-2:1990 12 and 24 v, ISO 7637-2:2004, pulses 1, 2a, 2b, 3a, 3b and 4 only 2004/104/EC Annexes X 2005/83/EC, EN50498:2010 72/245/EEC 97/24/EEC Chapter 8 2009/64/EC, ECE Regulation 10.04, ECE Regulation 10.05 | ISO 17025
14390 | Electromagnetic Compatibility (EMC) Testing - Voltage Dips, Interruptions and Variations | EN 61000-4-11:2004, IEC 61000-4-11:2004 Ed 2.0 | ISO 17025
14391 | Ingress Protection (IP) | IEC 60529:1989/A2:2013, EN 60529:1991/A2:2013, IEC 60529:2001, Amd 1 , IP44 | ISO 17025
14392 | Ingress Protection (IP) - Solids, Sand and Dust | BS EN 60529:1992 (2000), EN 60529:1991, IEC 60529:1989, BS EN 60598-1:2008, Clause 9.2, Lloyds Register Specification No 1:1996:Enclosure test, TR 2130C:2002; RTCA DO 160G:2010 (Section 12.4), IP44 | ISO 17025
14393 | Ingress Protection (IP) - Water | BS EN 60529:1992 (2000), EN 60529:1991, IEC 60529:1989, BS EN 60598-1:2008, Clause 9.2, Lloyds Register Specification No 1:1996:Enclosure test, TR 2130C:2002, IP44 | ISO 17025
14394 | ATEX Product Tests - Construcrtion, Safety and Marking - Equipment Protection Level (EPL) Ga | IEC 60079-26:2007, EN 60079-26:2007 | ISO 17025
14395 | ATEX Product Tests - Construction, Safety and Marking | IEC 60079-0:2011 (Ed.6), EN 60079-0:2012/A11:2013, IEC 60079-0:2007 (Ed.5), EN 60079-0:2009 (withdrawn), IEC 60079-0:2004 (withdrawn), EN 60079-0:2006 (withdrawn) | ISO 17025
14396 | ATEX Product Tests - Construction, Safety and Marking - Flameproof Equipment | IEC 60079-1:2014 (Ed.7), EN 60079-1:2014, IEC 60079-1:2007 (Ed.6) (withdrawn), EN 60079-1:2007 (withdrawn) | ISO 17025
14397 | ATEX Product Tests - Construction, Safety and Marking - Protection of Equipment and Transmission Systems using Optical Radiation | IEC 60079-28:2015 (Ed.2), EN 60079-28:2015, IEC 60079-28:2006 (Ed.1) (withdrawn), EN 60079-28:2007 (withdrawn) | ISO 17025
14398 | ATEX Product Tests - Construction, Safety and Marking - Tests for Electrical Apparatus for Explosive Atmospheres with Pressurized Room P | IEC 60079-13:2010 (Ed.1), EN 60079-13:2010 | ISO 17025
14399 | ATEX Product Tests - Construction, Safety and Marking - Tests for Electrical Apparatus for Explosive Atmospheres with Type of Protection N | IEC 60079-15:2010 (Ed.4), EN 60079-15:2010, IEC 60079-15:2005 (Ed.3) (withdrawn), EN 60079-15:2005 (withdrawn) | ISO 17025
14400 | ATEX Product Tests - Construction, Safety and Marking - tests for Encapsulated Equipment | IEC 60079-18:2009 (Ed.4), EN 60079-18:2010, IEC 60079-18:2004 (Ed.3) (withdrawn), EN 60079-18:2004 (withdrawn) | ISO 17025
14401 | ATEX Product Tests - Construction, Safety and Marking - Tests for Intrinsically Safe Apparatus, Associated Apparatus and Systems | IEC 60079-6:2007 (Ed.3), EN 60079-6:2007 | ISO 17025
14402 | ATEX Product tests - Construction, Safety and Marking - Tests for Oil Immersion | IEC 60079-6:2007 (Ed.3), EN 60079-6:2007 | ISO 17025
14403 | ATEX Product Tests - Construction, Safety and Marking -Protection by Enclosure "t" | IEC 60079-31:2008 (Ed.1), EN 60079-31:2009 | ISO 17025
14404 | ATEX Product Tests - Costruction, Safety and Marking - Tests for Purged and Pressurized Equipment | IEC 60079-2:2014 (Ed.6), EN 60079-2:2014, IEC 60079-2:2007 (Ed.5)(withdrawn), EN 60079-2:2007 (withdrawn) | ISO 17025
14405 | Australian Radio Testing | AS/NZS 4268:2012; The ACMA standard, Radiocommunications (Short Range Devices) Standards 2004 | ISO 17025
14406 | Blueooth Radio Testing | ETSI EN 300 328 v1.9.1; FCC CFR 47 Part 15C; Japanese Radio Law Ordinance | ISO 17025
14407 | Cellular Radio Testing | ETSI EN 301 511 v12.1.1; ETSI EN 301 908-2 v6.2.1; FCC CFR 47 Part 22H; FCC CFR 47 Part 24E | ISO 17025
14408 | GPS Radio Testing | ETSI EN 300 440-2 v1.4.1 | ISO 17025
14409 | Japanese Radio Testing | Japanese Radio Law Ordinance; Industrial Facilities Emitting Radio Waves | n/a
14410 | Other Radio Testing | ETSI EN 300 086-2 v1.3.1; ETSI EN 300 113-2 v1.5.1; ETSI EN 300 220-2 v2.4.1; ETSI EN 300 224-2 v1.1.1; ETSI EN 300 328 v1.9.1; ETSI EN 300 330-2 v1.6.1; ETSI EN 300 422-2 v1.4.1*; ETSI EN 300 440-2 v1.4.1; ETSI EN 301 091-2 v1.3.2*; ETSI EN 301 406 v2.1.1; ETSI EN 301 426 v1.2.1*; ETSI EN 301 428 v1.3.1*; ETSI EN 301 443 v1.3.1*; ETSI EN 301 459 v1.4.1*; ; ETSI EN 301 893 v1.8.1* (DFS Parameters Only); ETSI EN 301 893 v1.8.1* (RF Parameters Only); ETSI EN 302 208-2 v2.1.1*; ETSI EN 302 291-2 v1.1.1*; ETSI EN 302 448 v1.1.1*; ETSI EN ; 302 502 v1.2.1*; AS/NZS 4268:2012; AS/NZS 4268:2012; FCC CFR 47 Part 15B; FCC CFR 47 Part 15C; FCC CFR 47 Part 15D; FCC CFR 47 Part 15E; FCC CFR 47 Part 22H; FCC CFR 47 Part 24E FCC CFR 47 Part 27 FCC CFR 47 Part 80 FCC CFR 47 Part 25 FCC CFR 47 Part 90 | ISO 17025
14411 | RFID Radio Testing | ETSI EN 300 330-2 v1.6.1; ETSI EN 302 208-2 v2.1.1; ETSI EN 302 291-2 v1.1.1; FCC CFR 47 Part 15C; Japanese Radio Law Ordinance; Industrial Facilities Emitting Radio Waves | ISO 17025
14412 | Satellite Radio Testing | ETSI EN 301 426 v1.2.1; ETSI EN 301 428 v1.3.1; ETSI EN 301 443 v1.3.1; ETSI EN 301 459 v1.4.1; FCC CFR 47 Part 25 | ISO 17025
14413 | Short Range Device Radio Testing | ETSI EN 300 220-2 v2.4.1; ETSI EN 300 330-2 v1.6.1; ETSI EN 300 440-2 v1.4.1; FCC CFR 47 Part 15C; Japanese Radio Law Ordinance | ISO 17025
14414 | Wi-Fi Radio Testing | ETSI EN 300 328 v1.9.1; FCC CFR 47 Part 15C; ETSI EN 301 893 v1.8.1; FCC CFR 47 Part 15 E; ETSI EN 302 502 v1.2.2; Japanese Radio Law Ordinance | ISO 17025
14415 | ATEX Familiarisation Training |  | ISO 17025
14416 | Breath Alcohol Ignition Interlock Device (BAIID) Testing | NHTSA Federal Register Vol. 57, No. 67; NHTSA Federal Register Vol. 78, No. 89, except test 14; CENELEC (Europe) EN50436-1; EN50436-2; CSTT-HVC-TR-114 (Canada); AS-3547-1997 (Australia), ISO 16750-1, ISO 16750-2, ISO 16750-3, ISO 16750-4 | ISO 17025
14417 | Chemical Analysis of Rubber | ASTM D297 | n/a
14418 | Chemical Exposure/Chemical Resistance/Chemical Compatability |  | n/a
14419 | CIE Color Testing | ASTM E1164 | n/a
14420 | Cleanliness Testing (not a 10K or better environment) | John Deere (JDS), General Motors (GM), etc | n/a
14421 | Color Fastness Testing |  | n/a
14422 | Combustion (LECO) | ASTM E1019 | ISO 17025
14423 | Contaminant Testing - (i.e. What is this stuff?) |  | n/a
14424 | Deformulation |  | n/a
14425 | Density & Specific Gravity | ASTM D792 | n/a
14426 | Differential Pressure of medical masks | EN 14683:2019 | n/a
14427 | Effect of Household Chemicals on Organic Finishes | ASTM D1308 | n/a
14428 | Evaluating the Bacterial Filtration Efficiency (BFE) of Medical Face Mask Materials, Using a Biological Aerosol of Staphylococcus aureus | ASTM F2101 | n/a
14429 | Extrusion Rate | ASTM C1183 | n/a
14430 | Flammability of medical gowns | ASTM F2100 Method 9.5, CAN/ULC-S109, and NFPA 701 Methods 1 and 2 | n/a
14431 | Flammability of medical masks | 16 CFR Part 1610 | n/a
14432 | Fourier Transform Infrared Spectroscopy (FTIR) |  | n/a
14433 | Gel Time/Peak Exothermic Temperature | ASTM D2471 | n/a
14434 | Heat Deflection Temperature **See Limitations** | ASTM D648 | n/a
14435 | Hydrolytic Stability | ASTM D3137 | n/a
14436 | ICP (Including Lead In Paint by ICP) -> Currently out of service, subcontracting to Wixom | CPSC-CH-E1003-09.1; 16 CFR 1303 | ISO 17025
14437 | Investigative Chemistry |  | n/a
14438 | Isopathic Acid Testing | ASTM D2690 | n/a
14439 | Lead in Children's Toys | CPSC, Consumer Products Safety Commission, CPSIA of 2008 | n/a
14440 | Lead in Paint | CPSC, Consumer Products Safety Commission, CPSIA of 2008 | n/a
14441 | Liquid Water Absorption of Coated Wood | ASTM D5795 | n/a
14442 | Material Identification |  | n/a
14443 | Medical Mask Testing - particle filtration efficiency; flammability; differential pressure; and synthetic blood fluid penetration | ASTM F2100, Methods 9.1, 9.2, 9.3, 9.4, 9.5 | n/a
14444 | MEK Resistance | ASTM D4752 | n/a
14445 | Melt Flow Rate (MFR/MFI) | ASTM D1238 | n/a
14446 | Non-Volatile Residue analysis​ (NVR) |  | n/a
14447 | OES-Optical Emission Spectroscopy | ASTM E415, ASTM E1086 | ISO 17025
14448 | Particulate Filtration of medical masks | ASTM F2299 | n/a
14449 | Phthalates & Dibutyltins |  | n/a
14450 | Resistance of Ceramic Tile to Chemical Substances | ASTM C650 | n/a
14451 | RoHS (Restriction of Hazardous Substances) - Lead, Mercury, Cadmium, Hexavalent Chromium, Polybrominated Biphenyls (PBB), Polybrominated Diphenyl Ethers (PBDE), Bis(2-Ethylhexyl) phthalate (DEHP), Benzyl butyl phthalate (BBP), Dibutyl phthalate (DBP), Diisobutyl phthalate (DIBP) |  | n/a
14452 | Setting Properties of Traffic Paints | ASTM D1309 | n/a
14453 | Shrinkage | ASTM D2566 | n/a
14454 | Specular Gloss | ASTM D523 | n/a
14455 | Stain & Color Change | ASTM C510 | n/a
14456 | Synthetic Blood exposure - Medical Masks | ASTM F1962 | n/a
14457 | Tack Free Time | ASTM C679 | n/a
14458 | Thermal Conductivity of Metals **See Limitations** |  | n/a
14459 | Total Lead in Metal and Non-Metal Children’s Products | CPSC-CH-E1002-08.1; CPSC-CH-E1001-08.1 | ISO 17025
14460 | Unknown Identification |  | n/a
14461 | Viscosity - Brookfield |  | n/a
14462 | Viscosity - Kinematic | ASTM D445 | n/a
14463 | Weight Loss after Heat Aging | ASTM C771, ASTM C1246 | n/a
14464 | X-Ray Fluorescence (XRF) / Positive Material Identification (PMI) | ASTM E1476 | ISO 17025
14465 | Delta Change Testing |  | n/a
14466 | Gravelometer (Chip Resistance) | ASTM D3170; GMW14700, GM9508P; SAE J400 | n/a
14467 | Computer Aided Design (CAD) |  | n/a
14468 | Corrosion Consulting |  | n/a
14469 | Expert Witness Services |  | n/a
14470 | Failure Analysis (Metals Only) | Internal SOP | ISO 17025
14471 | Finite Element Analysis (FEA) Simulation |  | n/a
14472 | Fixture Design and Manufacturing |  | n/a
14473 | Geotechnical Engineering Services |  | n/a
14474 | IAPMO Compliance Testing |  | n/a
14475 | ICC Compliance Testing |  | n/a
14476 | Independent Auditing Services |  | n/a
14477 | Manufacturing Process Evaluation |  | n/a
14478 | Product Design Evaluation |  | n/a
14479 | Reverse Engineering & Deformulation |  | n/a
14480 | Third Party Inspections |  | n/a
14481 | Corrosion Testing to Evaluate Passivation | ASTM A967 | n/a
14482 | Salt Spray Testing (Salt Fog) - Copper Accelerated Acetic Acid-Salt Spray (CASS) | MIL-STD-810 (Method 509), MIL-STD-202 (Method 101E); ASTM B117; ASTM G85, Annex 5 | ISO 17025
14483 | Dielectric Breakdown Voltage Testing and Dielectric Strength Testing | ASTM D149 | n/a
14484 | Low Resistivity Measurement |  | n/a
14485 | Megohmmeter (Electrical Resistance of Insulators |  | n/a
14486 | Accelerated Aging of Sterile Barrier Systems for Medical Devices | ASTM F1980-16 | n/a
14487 | Accelerated Weathering Testing | ASTM G154, ASTM G155 | n/a
14488 | Acoustics Testing (Sound Absorption Coefficients, Airborne Sound Transmission Loss, Airborne Sound Attenuation, Rating Sound Classification, Tapping Machine Impact Sound Transmission, sound power level or sound energy level, noise emission | AAMA 1801; ASTM C423, ASTM E336, ASTM E413 ASTM E795, ASTM E966, ASTM E1007, ASTM E1425; ANSI S12.51; ISO 354, ISO 3741, ISO 3744, ISO 3745, ISO 3747, ISO 3822, ISO 7779 and ISO 10140-2 | IAS 17025
14489 | Acoustics Testing (Sound Absorption Coefficients, Airborne Sound Transmission Loss, Airborne Sound Attenuation, Rating Sound Classification, Tapping Machine Impact Sound Transmission, sound power level or sound energy level, noise emission | AAMA 1801; ASTM C423, ASTM E90, ASTM E336, ASTM E413 ASTM E795, ASTM E966, ASTM E1007, ASTM E1332 ASTM E1425; ANSI S12.51; ISO 354, ISO 3741, ISO 3744, ISO 3745, ISO 3747, ISO 3822, ISO 7779 and ISO 10140-2 | IAS 17025
14490 | Altitude & Pressure Testing |  | n/a
14491 | Altitude Testing |  | n/a
14492 | Boston Mattress Fire Test | BFD IX-11 | ISO 17025
14493 | Boston Mattress Fire Test | BFD IX-11 | ISO 17025
14494 | Comparitive Burning Characteristics of Solid Plastics | ASTM D3801 | n/a
14495 | Consumer Safety of Toys | ASTM F963 | n/a
14496 | Electrical Channel - Dynamic Testing |  | n/a
14497 | Electrical Conductivity - Eddy Current Inspection |  | n/a
14498 | Environmental Exposure Testing (Xenon Arc) | ASTM D2565; ICC-ES Acceptance Criteria AC71, Section 3.0 and 4.0 | IAS 17025
14499 | Evaluation of Polymers Used in Electrical Components | UL 746C | n/a
14500 | Federal Motor Vehicle Safety Standard: Flame Resistance of Interior Materials (Flammability) | FMVSS 302; Honda HES D6003; SAE J369; | ISO 17025
14501 | Flame Impingement of Protective Coatings | ASTM F1358 | n/a
14502 | Flame Retardance of Resilient Filling Materials - Upholstered Furniture (Flammability) | CA TB 117 | ISO 17025
14503 | Flame Retardance of Resilient Filling Materials - Upholstered Furniture (Flammability) | CA TB 117 -2013 | ISO 17025
14504 | Flammability (Open Flame) of Mattress Sets | 16 CFR 1633; TB 121; NAVSEA 05Z6 PD 5-04A | ISO 17025
14505 | Flammability (Open Flame) of Mattress Sets | 16 CFR 1633; TB 121; NAVSEA 05Z6 PD 5-04A | ISO 17025
14506 | Flammability of Automotive Interiors | Toyota TSM0500G; Toyota TSM0504G; 49 CFR 571.302 | n/a
14507 | Flammability of Clothing and Textiles | 16 CFR 1610; 16 CFR 1615; 16 CFR 1616; ASTM D6413; CAN/CGSB 4.2; ASTM D1230 | n/a
14508 | Flammability of Hazardous Substances & Articles | 16 CFR 1500.3; 16 CFR 1500.44 | n/a
14509 | Flammability of Mattresses and Mattress Pads | 16 CFR 1632 | ISO 17025
14510 | Flammability of Mattresses and Mattress Pads | 16 CFR 1632 | ISO 17025
14511 | Flammability of Rigid Plastics (vertical & horizontal) | ISO 3795; UL 94 | n/a
14512 | Flammability of Wheel Chair Cushions and Associated Postural Support Devices | ISO 16840-10 | ISO 17025
14513 | Flammability Test Procedure for Mattresses for US in Public Buildings | CA TB 129 | ISO 17025
14514 | Flammability Test Procedure for Mattresses for US in Public Buildings | CA TB 129 | ISO 17025
14515 | Flammability Test Procedure for Seating Furniture for use in Public Occupancies | CA TB 133 | ISO 17025
14516 | Flammability Test Procedure for Seating Furniture for use in Public Occupancies | CA TB 133 | ISO 17025
14517 | Fluorescent UV-Condensation Light- and Water-Exposure (QUV) | ASTM G154 | ISO 17025
14518 | Fogging of Interior Materials for Automobiles | SAE J1756 | n/a
14519 | Hexavalent Chromium Testing |  | n/a
14520 | Highly Accelerated Life Testing/Highly Accelerated Stress Screening (HALT/HASS) - Chamber is under repair currently, ask before assigning new leads |  | n/a
14521 | Humidity Testing | MIL-STD-810 (Method 507); MIL-STD-202 (Method 103B) | ISO 17025
14522 | Hydrostatic & Pneumatic Pressure Testing |  | n/a
14523 | Hydrostatic Burst Testing |  | n/a
14524 | Medical Electrical Equipment - Temperature/Humidity/Pressure | IEC 60601-1-11 | ISO 17025
14525 | Moisture Vapor Transmission | ASTM E96 | n/a
14526 | Mud Slurry Testing |  | n/a
14527 | Mullen Burst Testing (type A only) | ASTM D774, Type A only | n/a
14528 | Pressure Testing (with or without temperature control) |  | n/a
14529 | Rate of Burning | ASTM D635 | n/a
14530 | Standard Atmospheres for Conditioning and Testing | ASTM D618 | ISO 17025
14531 | Steady State Thermal Transmission Properties (Heat Flow Meter) | ASTM C518 | ISO 17025
14532 | Temperature Cycling & Profile |  | n/a
14533 | Thermal Shock Testing | MIL-STD-202 (Method 107G) | ISO 17025
14534 | Thermal Vibration Testing (Shake and Bake) |  | n/a
14535 | UFAC Method 5 (very similar to CA TB 117-2013) | UFAC Method 5 | n/a
14536 | Vertical Burn (Flammability) of Plastics | ECE R118 Annex 6 | ISO 17025
14537 | Water Immersion Testing | ASTM C1247 | n/a
14538 | Xenon-Arc Light Exposure, With and Without Water | ASTM D2565, ASTM G155 | ISO 17025
14539 | National Fenestration Rating Council - Thermal Simulation - Accredited | NFRC 100 | NFRC
14540 | National Fenestration Rating Council - Fenestration Product Air Leakage | NFRC 400 | n/a
14541 | National Fenestration Rating Council - Thermal Simulation - Solar Heat Gain Coefficient | NFRC 102 | n/a
14542 | National Fenestration Rating Council - Thermal Validation Testing - Accredited | NFRC 102 | NFRC
14543 | Thermal Transmittance and Condensation Resistance | ASTM C1363, AAMA 1503 | *Will be addided to IAS Scope in July*
14544 | California Technical Bulletin 117-2013 - Furniture Flammability (cigarette) | CA TB 117-2013, component based cigarette exposure | ISO 17025
14545 | California Technical Bulletin 133 - Furniture Flammability (open flame) | CA TB 133, full scale product (chair, sofa, etc.) open flame exposure | ISO 17025
14546 | Brinell Hardness Testing | ASTM E10 | ISO 17025
14547 | Microhardness, Vickers and Knoop | ASTM E384; NASM 1312-6; JIS B1052, JIS B1053; SAE J417, SAE J429 | ISO 17025
14548 | Rockwell Hardness Testing | ASTM E18; ISO 898-1; NASM 1312-6 | ISO 17025
14549 | Shore Durometer Hardness | ASTM D2240, ASTM C661 | ISO 17025
14550 | Abrasion Resistance of Organic Coatings (Falling Abrasive) | ASTM D968 | n/a
14551 | Abrasion Resistance of Textiles & Coated Fabrics | ASTM D3389; ASTM D3884 | n/a
14552 | Additional Concrete Material Testing - Accredited by IAS not AASHTO | ASTM C33, ASTM C42, ASTM C67, ASTM C97, ASTM C99, ASTM C109, ASTM C120, ASTM C121, ASTM C170, ASTM C192, ASTM C234, ASTM C260, ASTM C330, ASTM C403, ASTM C494, ASTM C567, ASTM C618, ASTM C666, ASTM C880, ASTM C1018, ASTM C1116, ASTM C1352, ASTM C1354, ASTM C1399, ASTM C1579 and ASTM C1609; | IAS 17025
14553 | Additional Fenestration Product Testing | AAMA 920; ASTM E783, ASTM E1105 | AAMA
14554 | Adhesive Tape Peel Testing | ASTM D3330 | n/a
14555 | Anodic Coating Evaluation | MIL-A-8625F | n/a
14556 | Architectural Safety Glazing Tests | ANSI Z97.1 (except 5.3 and 5.3.2.1); CPSC 16 CFR 1201 (except Xenon Exposure); CAN/CGSB-12.1-M90 | ISO 17025; SGCC
14557 | Asphalt Mixture Testing (Bitumen, particle size, Hot-Mix Asphalt (HMA), specific gravity, density, plastic flow, air voids, mechanical size analysis, Marshall Stability) | AASHTO R 68, AASHTO T 30, AASHTO T 164, AASHTO T 166, AASHTO T 209, AASHTO T 245, AASHTO T 269, AASHTO T 308, AASHTO T 312, ASTM D2041, ASTM D2172, ASTM D2726, ASTM D2950, ASTM D3203, ASTM D5444, ASTM D6307, ASTM D6925, ASTM D6926, ASTM D6927 | AASHTO
14558 | Axial Compression Testing |  | n/a
14559 | Axial Fatigue Testing of Fasteners | NASM 1312-8 | ISO 17025
14560 | Axial Tensile (Tension) Strength of Full Sized Threaded Fasteners | AC 118, ASTM F606/F606M; BAC D2-2860; ISO 898-1, ISO 6892; NASM1312-8, NASM 6812; JIS B1051; SAE J82, SAE J429, SAE J1199 | ISO 17025
14561 | Bend Test (General) | ASTM A615/A615M, ASTM E290; NASM 6812 | ISO 17025
14562 | Bend Testing, Guided and Semi-Guided (Welds) | ASME Section IX; AWS D1.1/D1.1M, AWS D1.2/D1.2M, AWS D1.3/D1.3M, AWS D1.4/D1.4M, AWS D1.5/D1.5M, AWS D1.6/D1.6M, AWS D17.1/D1.17M | ISO 17025
14563 | Bond Strength Testing | ASTM C882, ASTM C886, OH-DOT | n/a
14564 | Burst Strength of Textiles | ASTM D3786 | n/a
14565 | Burst Testing |  | n/a
14566 | Charpy Impact Testing | ASTM A370, ASTM A489, ASTM A673/A673M, ASTM E23; AWS D1.5/D1.5M; DTW 766; ISO 148-1; JIS Z 2242, JIS B 7722 | n/a
14567 | Coefficient of Friction | ASTM D1894 | n/a
14568 | Coefficient of Friction | ASTM C1028 | n/a
14569 | Cohesion & Adhesion Peel Testing | ASTM D903, ASTM D1000 (section 46 - steel only), ASTM C719, ASTM C794 | n/a
14570 | Composites Building Materials Testing |  | n/a
14571 | Compression Set Testing | ASTM D395, Method B | n/a
14572 | Compressive Properties of Rigid Plastics | ASTM D695 | ISO 17025
14573 | Concrete Materials Testing (compression, flexural, density, yield, air content, gravimetric, slump, volumetric, temperature) | ASTM C31, ASTM C39, ASTM C78, ASTM C138, ASTM C143, ASTM C172, ASTM C173, ASTM C231, ASTM C511, ASTM C617 (7000 psi and below), ASTM C1064, ASTM C1231 (7000 psi and below) | AASHTO
14574 | Construction and Concrete Anchor/Adhesive Anchor Testing (Strength, bond, etc.) | ASTM E488, ASTM E1190 ASTM E1512; ACI 355.2, ACI 355.4; ETAG001 (Parts 1, 2, 3, 4, 5 and 6 with Annex A, B and E (except Test Nos. C2.4 and C2.5); ICC-ES Acceptance Criteria AC01, Section 5.0; ICC-ES Acceptance Criteria AC58, Sections 4.0 and 5.0; ICC-ES Acceptance Criteria AC106, Section 4.0; ICC-ES Acceptance Criteria AC193, Sections 7, 8 and 9, and Tables 4.1, 4.2 and 4.3; ICC-ES Acceptance Criteria AC232, Section 7.0; ICC-ES Acceptance Criteria AC308, Sections 3, 4, 7, 8 and 9, and Tables 3.1, 3.2, 3.3, 3.4, 3.5, 3.6, 3.7, 3.8 (except Test Nos. 12 and 13), 3.9; ICC-ES Acceptance Criteria AC320, Sections 3 and 4; ICC-ES Acceptance Criteria AC 398, Section 4.0; ICC-ES Acceptance Criteria AC399, Section 4.0; ICC-ES Acceptance Criteria AC446, Sections 3 and 4 | AASHTO
14575 | Construction/Composite Aggregate Testing (density, impurities, Sieve Analysis, specific gravity, absorption, Resistance to Degradation, Los Angeles abrasion (LA) machine, soundness, moisture content, void content) | AASHTO T 11, AASHTO T 19, AASHTO T 21, AASHTO T 27, AASHTO T 84, AASHTO T 85, AASHTO T 96, AASHTO T 104, AASHTO T 248, AASHTO T 255, AASHTO T 304, ASTM C29, ASTM C40, ASTM C88, ASTM C117, ASTM C127, ASTM C128, ASTM C131, ASTM C136, ASTM C535, ASTM C566, ASTM C702, ASTM C1252, ASTM D4791 | AASHTO
14576 | Cornell Mattress Testing |  | n/a
14577 | CPSIA Testing |  | n/a
14578 | Cross Section Analysis |  | n/a
14579 | Custom Abrasion Testing |  | n/a
14580 | Density of Adhesives | ASTM D1875 | n/a
14581 | Desk and Table Drop and Leg Strength - Office Furniture | ANSI/BIFMA 5.5 (Tests 7 & 8) | ISO 17025
14582 | Desk and Table Stability, Strength and Top Load Ease Cycle Testing - Office Furniture | ANSI/BIFMA 5.5 (Tests 4, 5, & 6) | ISO 17025
14583 | Drip Testing | MIL-STD-810G, IEC 60529 | n/a
14584 | Drop Testing (Falling Ball Impact & Rebound Testing) |  | n/a
14585 | Epoxy-Resin-Base Bonding Systems for Concrete | ASTM C881 (Section 11.1 and 11.2) | n/a
14586 | Evaluation of High Pressure Decorative Laminates | NEMA LD3-2005 | n/a
14587 | Evaluation of Innersprings and Box Springs - Bedding & Mattress | ASTM F1566 (Sections 6, 7 & 9); NAVSEA 05Z6 PD 5-04A | ISO 17025
14588 | Evaluation of Packaging Materials | MIL-STD-3010 | n/a
14589 | Experimental Mechanics |  | n/a
14590 | Experimental Mechanics - Proof Load of Components |  | n/a
14591 | Fabric Testing |  | n/a
14592 | Fabric Testing (Tear Testing, Tensile Testing, QUV, Accelerated Weathering, Color Fastness |  | n/a
14593 | Fall Protection - Safety Gear | ANSI/ASSE Z359.1, ANSI/ASSE Z359.12, ANSI/ASSE Z359.13, ANSI/ASSE Z359.14, ANSI/ASSE Z359.18, ANSI/ASEE A10.32, CAN/CSA Z259.12, CSA Z259.2.1, CSA Z59.10-M90, CSA Z259.11, ANSI A14.3 SHA 1926.502 (D), OSHA 1910.66 App C, OSHA 1910.27, OSHA 1926.502, ASTM F887 (all but 15.3.1, 22) | ISO 17025
14594 | Falling Weight Impact Testing (Gardner Impact) | ASTM D5420 | n/a
14595 | Fastener testing | ES 233 | n/a
14596 | Fatigue Testing / Constant Force Pounding (Cycling of Components only, no material fatigue) |  | n/a
14597 | Filter Blocking Tendency | ASTM D2068 | n/a
14598 | Flatwise Tensile Strength of Sandwich Constructions | ASTM C297 | n/a
14599 | Flexural Properties of Plastic Timber | ASTM D6109 | n/a
14600 | Flexural Properties of Plastics | ASTM D790 | ISO 17025
14601 | Floor Covering Testing and Flooring Surface Testing (Abrasion Resistance, Chemical Resistance, & Gloss Measurements using Gloss Meter) |  | n/a
14602 | Fracture Mechanics & Fracture Control |  | n/a
14603 | Full Size Tensile - Tube Tensile and Rebar |  | n/a
14604 | Full Sized Eye Bolts: Bend Test, Breaking Strength and Proof Load | ASTM F541 | ISO 17025
14605 | Glazing Materials for Motor Vehicles | ANSI Z26.1 (Test 21) | n/a
14606 | Hardness Testing on Glass Samples |  | n/a
14607 | Headed Reinforcing Bar Testing (Tensile & Bend) | ASTM A370 | n/a
14608 | Hot Stroker / Cold Stroker |  | n/a
14609 | ICC-ES Testing | AC257 | ISO 17025
14610 | ICC-ES Testing | AC233 | ISO 17025
14611 | Indentation Force Deflection (IFD) - Bedding & Mattress - Flexible Cellular Materials-Slab, Bonded, and Molded Urethane Foams | ASTM D3574 (Tests A, B1, B2, D, E, F, H, I3, K & L) | ISO 17025
14612 | Index Puncture Resistance of Geomembranes | ASTM D751, ASTM D4830, ASTM D4833, MIL-STD-3010 | n/a
14613 | Initial Tear Resistance of Plastic Film and Sheeting | ASTM D1004 | ISO 17025
14614 | International Safe Transit Association - Accredited | ISTA | ISTA
14615 | Lap Shear Adhesion Testing | ASTM D3165 | n/a
14616 | Lap Shear Testing | ASTM D1002 | n/a
14617 | Linear Coefficient of Thermal Expansion of Plastic Lumber | ASTM D6341 | n/a
14618 | Linear Thermal Expansion of Solid Materials | ASTM E831 | n/a
14619 | Mandrel Bend - Organic Coatings | ASTM D522 | n/a
14620 | Mattress Air Flow | Conceptually based on ASTM D3574 Part G | n/a
14621 | Mattress Motion Transfer |  | n/a
14622 | Mattress Pressure Mapping |  | n/a
14623 | Mattress Pressure Mapping |  | n/a
14624 | Mattress Pressure Mapping |  | n/a
14625 | Mattress Roller Testing |  | n/a
14626 | Mattress Roller Testing | ASTM F1566 (Sections 6 & 7) | ISO 17025
14627 | Mattress Surface Point Elasticity | Conceptually based on E DIN SPEC 68200:2016-05 | n/a
14628 | Mechanical Properties of Chemical-Resistant Mortars | ASTM C307; ASTM C579; ASTM C580 | n/a
14629 | Mechanical Shock Testing | MIL-STD-810 (Method 516); IEC 60068-2-27 | ISO 17025
14630 | Mechanical Testing of Rubber | ASTM D395; ASTM D412 | n/a
14631 | Medical Bedding and Matress Testing (Heat & Moisture Flow) | ANSI/RESNA SS-1: 2014 | n/a
14632 | Medical Bedding and Matress Testing (Immersion) | ANSI/RESNA SS-1: 2014 | n/a
14633 | Medical Bedding and Matress Testing (Immersion, Microclimate Characterization, Heat & Moisture Flow) | ANSI/RESNA SS-1: 2019 Parts 2, 3 and 4 | n/a
14634 | Medical Bedding and Matress Testing (Moisture and Persperation Resistance, Heat Absorption) |  | n/a
14635 | Microtensile of Plastics | ASTM D1708 | n/a
14636 | Nail & Fastener Testing (bending yield moment, dowel strength, hardness, Nail Head Pull Through) | ASTM A641, ASTM D1761, ASTM D5764, ASTM E18, ASTM F1575 ASTM F1667; ICC-ES Acceptance Criteria AC70, Sections 3.0 and 4.0; ICC-ES Acceptance Criteria AC95, Section 7.0; ICC-ES Acceptance Criteria AC116, Section 3.0 (Sections 3.2-3.10), ICC-ES Acceptance Criteria AC118, Section 4.0 ICC-ES Acceptance Criteria AC120, Section 4.0; ICC-ES Acceptance Criteria AC257, Section 3.0 and 4.0; ICC-ES Acceptance Criteria AC437 | IAS 17025
14637 | Office Furnishings-Power Systems | Bifma 5.6 | n/a
14638 | Pencil Hardness |  | n/a
14639 | Pencil Hardness | ASTM D3363 | n/a
14640 | Performance Testing of Shipping Containers and Systems (Drop Testing, Pressure Testing, Impact Testing, Compression Testing, Altitude Testing | ASTM D4169, ISTA 2, ISTA 3A, 3C (cannot perform 3B or 3E), ISTA 4 | ISO 17025
14641 | Permeability of Mattresses and Bedding Materials |  | n/a
14642 | Pressure-Rated PVC Pipe | ASTM D2241 | n/a
14643 | Proof Load of Full Sized: Externally Threaded Fasteners | AASHTO T244; ASTM A370, ASTM F606/F606M; ISO 898-1; JIS B1051; SAE J429 | ISO 17025
14644 | Pull-Off Strength of Coatings | ASTM D4541 | n/a
14645 | Radiator Life Testing (Pressure Pulse Testing, Internal Errosion of Radiators Testing, and Charged Air Coolers Testing |  | n/a
14646 | Resistance of Rapid Deformation (Impact) | ASTM D2794 | n/a
14647 | Rigid Plastic Safety Glazing Materials | ISO 15082 | n/a
14648 | Roofing/Waterproofing Fabrics | ASTM D4830 | n/a
14649 | R-Value Testing |  | n/a
14650 | Screen and Hinge Durability Testing |  | n/a
14651 | Shear Testing |  | n/a
14652 | Short-Beam Strength | ASTM D2344 | n/a
14653 | Simulated Service Testing of Wood Flooring | ASTM D2394 | n/a
14654 | Soil Sample Testing (particle size, liquid limit, plastic limit, moisture, density, specific gravity, compression, etc.) | AASHTO R 58, AASHTO T 88, AASHTO T 89, AASHTO T 90, AASHTO T 99, AASHTO T 100, AASHTO T 180, AASHTO T 191, AASHTO T 208, AASHTO T 265, AASHTO T 310, ASTM D421, ASTM D422, ASTM D698, ASTM D854, ASTM D1140, ASTM D1556, ASTM D1557, ASTM D2166, ASTM D2216, ASTM D2487, ASTM D2488, ASTM D4318, ASTM D6938 | AASHTO
14655 | Sound Transmittion and Sound Power |  | n/a
14656 | Specification for Threaded Nylon | Fed. Spec. V-T-295E | n/a
14657 | Standard Guide for Evaluating Non-Woven Fabrics | ASTM D1117 | n/a
14658 | Standard Textile Test Methods - Including Ball Burst | Fed. Std. 191A; FTMS 191/191A, ASTM D751 | n/a
14659 | Storage Units: Door Strength, Wear and Fatigue, Out-Stop Slam Closed and Pull Force Tests - Office Furniture | ANSI/BIFMA 5.9 (Tests 17 & 20) | ISO 17025
14660 | Storage Units: Drawer Cycle Tests - Office Furniture | ANSI/BIFMA 5.9 (Tests 15 & 16) | ISO 17025
14661 | Storage Units: Racking, Stability and Drop Tests - Office Furniture | ANSI/BIFMA 5.9 (Tests 6, 9, & 10) | ISO 17025
14662 | Storage Units: Rebound, Durability/Out-Stop and Lock Tests - Office Furniture | ANSI/ BIFMA 5.9 (Tests 12, 13 & 14) | ISO 17025
14663 | Substrate Testing (water swelling, weatherability, imperviousness, consistency, bend adhesion, extrusion, impact strength, recovery, air permeability, environmental cycling, etc.) |  | n/a
14664 | Taber Abrasion Testing | ASTM D4060 | ISO 17025
14665 | Tape Adhesion | ASTM D3359 | n/a
14666 | Tear Resistance of Plastic Film & Thin Sheeting | ASTM D1938 | n/a
14667 | Tear Strength Testing - Rubber | ASTM D624 | n/a
14668 | Temperature Calibration of Thermomechanical Analyzers | ASTM E1363 | n/a
14669 | Tensile - Perpendicular | ASTM D1623 | n/a
14670 | Tensile & Breaking Strength of Textiles (Seam Strength) | ASTM D5034, ASTM D751 | n/a
14671 | Tensile (Tension) Properties of Plastics | ASTM D638 | ISO 17025
14672 | Tensile Strength of Non-Metallic Gasket Materials | ASTM F152 | n/a
14673 | Tensile Strength of Paper & Paperboard | ASTM D828 | n/a
14674 | Tensile Strength of Thin Plastic Sheeting | ASTM D882 | n/a
14675 | Tensile Testing on Glass Samples |  | n/a
14676 | Tension (Tensile) Test-Ambient Temperature (incl. Modulus & Rupture) | ASTM A370, ASTM A615/A615M, ASTM A706/A706M, ASTM B557, ASTM E8/E8M, ASTM F606/F606M; AASHTO-M31; ISO 898-1, ISO 3506; JIS B1051; NASM 1312-8; SAE J429, SAE J1199 | ISO 17025
14677 | Testing Methods for Clear Timber Specimens | ASTM D143 | n/a
14678 | Testing of Materials for Corrugated Steel Pipe | ASTM A742 | n/a
14679 | Thermal Insulation Testing (compression, proof load, flexural, density, Steady-State Thermal Transmission Properties, Trueness and Squareness, Coefficient of Linear Thermal Expansion, Tensile, Thermal and Humid Aging) | ASTM C165, ASTM C203, ASTM C209, ASTM C303, ASTM C518, ASTM C550, ASTM C578 (Sections 11.1-11.9), ASTM D638, ASTM D696, ASTM D1621, ASTM D1622 and ASTM D2126 | AASHTO
14680 | Thickness & Mass | ASTM D751 | n/a
14681 | Torque Testing - Torsion Testing |  | n/a
14682 | Total Extension at Fracture of Externally Threaded Fasteners | ASTM F606/606M; ISO898-1, ISO 3506 | ISO 17025
14683 | T-Peel Testing | ASTM D1876 | n/a
14684 | Trapezoid Tear Strength | ASTM D4533 | n/a
14685 | Unnotched Cantilever Beam Impact Testing | ASTM D4812 | n/a
14686 | Vibration Testing | MIL-STD-810 (Method 514); IEC 60068-2-64 | ISO 17025
14687 | Voluntary Forced Entry of Side-Hinged Door Systems Testing | AAMA 1304 | n/a
14688 | Voluntary Life Cycle Testing for Windows and Glass Doors | AAMA 910-93 | n/a
14689 | Water Absorption | ASTM D570 | ISO 17025
14690 | Water Vapor Transmission | ASTM E96 | ISO 17025
14691 | Wear Resistance of Unglazed Ceramic Tile | ASTM C501 | n/a
14692 | Wedge Tensile of Full Sized Threaded Fasteners | AASHTO T244; ASTM A370, ASTM F606/F606M; ISO 898-1; JIS B1051; NASM 1312-8, NASM 6812; SAE J82, SAE J429, SAE J1199, SAE J1216 | ISO 17025
14693 | Window, Door, and Curtain Wall Testing (Rate of Air Leakage, Water Penetration, Deglazing Force, Impacted by Missile(s), Exposed to Cyclic Pressure Differentials, Hurricane, Operating Force (Sliding Door), Forced Entry Resistance, etc.) | ASTM E283, ASTM E330, ASTM E331, ASTM E547, ASTM E987, ASTM E1886, ASTM E1996, ASTM E2068, ASTM F588, ASTM F842; AAMA 450, AAMA 506, AAMA 920, AAMA 925, AAMA 1304, AAMA 1701.2; AAMA/WDMA/CSA 101/I.S-2/A440; CSA A440S1; TAS 201, TAS 202, TAS 203; WDMA I.S. 11 | ISO 17025; AAMA
14694 | Wind-Up Lift Testing |  | n/a
14695 | Wood Core, Fiber, and Sandwich Panel Testing (water absorption, proof load, Water Vapor Transmission of Materials, permeability, creep, impact, etc.) | ASTM C272, ASTM C557 (Section 10.7), ASTM D1037, ASTM D2164, ASTM D2412, ASTM E96, ASTM E455, ASTM E661 and ASTM E1803; ANSI/AHA A135.4, ANSI/AHA A135.6; ICC-ES Acceptance Criteria AC11, Section 4.0; ICC-ES Acceptance Criteria AC92, Sections 3.0 and 4.0, ICC-ES Acceptance Criteria AC145, Section 4.0; ICC-ES Acceptance Criteria AC174, Sections 4.0 and 5.0; ICC-ES Acceptance Criteria AC177, Sections 4.7, 4.8 and 4.9; ICC-ES Acceptance Criteria AC273, Sections 3.0 and 4.0 | AASHTO
14696 | Alpha Case Contamination | AMS 4928, AMS 4967; ASTM F67, ASTM F136 | ISO 17025
14697 | Banding/Orientation of Microstructures (Non-Dimensional) | ASTM E1268 | ISO 17025
14698 | Carburization/Decarburization (Visual and Hardness) and Case Depth | ASTM A574, ASTM E1077, ASTM F2328; ISO 898-1, ISO 898-5, ISO 4570; SAE J78, SAE J81, SAE J419, SAE J423, SAE J933 | ISO 17025
14699 | Case Depth Determination (optical/hardness) |  | n/a
14700 | Coating Thickness | ASTM B487 using Computer Imaging | ISO 17025
14701 | Coating Weight and Plating Thickness | ASTM A90/A90M | ISO 17025
14702 | End Grain Pitting on Metals | ASTM F2111; BSS7219 | ISO 17025
14703 | Examination and Evaluation of Pitting Corrosion | ASTM G46; BSS-7219 | ISO 17025
14704 | Ferrite/Pearlite Determination |  | n/a
14705 | Fractography |  | n/a
14706 | Grain Flow Determination (Grain Size) |  | n/a
14707 | Grain Size (Comparison) | ASTM E112, ASTM E930, ASTM E1181; ISO 643 | ISO 17025
14708 | Inclusion Rating |  | n/a
14709 | Intergranular Attack (IGA) | ASTM A262 (Practice A & E), ASTM F2111 | ISO 17025
14710 | Macroetching (Grain Flow) | ASTM A604/A604M, ASTM E340, ASTM E381, ASTM F788; ISO 6157-1, ISO 6157-3 | ISO 17025
14711 | Macrostructure Evaluation |  | n/a
14712 | Material Identification |  | n/a
14713 | Microcleanliness |  | n/a
14714 | Microetching | AMS 2643; ASTM E3, ASTM E407 | ISO 17025
14715 | Microscopy Analysis |  | n/a
14716 | SEM/EDS |  | n/a
14717 | Electrical Conductivity - ET - Eddy Current Testing/Inspection | Various | n/a
14718 | Liquid Penetrant Inspection (LPI/FPI) | ASME Sec. V Article 6; ASTM E165/E165M, ASTM E1417 (Type 1, Method A or D, Sensitivity 4); AWS D1.1/D1.1M; MIL-STD-271 ; NAVSEA T9074-AS-GIB-010/271 | ISO 17025, Nadcap AC7114
14719 | Magnetic Particle Examination | ASME Sec. V Article 7; AWS D1.1/D1.1M; ASTM A275/A275M, ASTM E709, ASTM E1444/E1444M; MIL-STD-271; NAVSEA T9074-AS-GIB-010/271 | ISO 17025, Nadcap AC7114
14720 | Radiography Testing (Radiographic Inspection) - See notes | ASME Sec. V Article 2; ASTM E94, ASTM E1742/E1742M; AWS D1.1/D1.1M, AWS D1.2/D1.2M, AWS D1.3/D1.3M, AWS D1.4,D1.4M, AWS D1.5/D1.5M, AWS D17.1/D17.1M; MIL-STD-271, MIL-STD-453; NAVSEA T9074-AS-GIB-010/271 | ISO 17025, Nadcap AC7114
14721 | Ultrasonic Inspection | AMS-2632; AMS-STD-2154; ASME Sec. V Article 5; ASTM A388/A388M, ASTM A435/A435M, ASTM A578/A578M, ASTM A609/A609M; AWS D1.1/D1.1M; MIL-STD-271, MIL-STD-2154; NAVSEA T9074-AS-GIB-010/271 | ISO 17025
14722 | Visual Weld Examination / Inspection - CWI | AWS D1.1/D1.1M | ISO 17025
14723 | Fall Prevention Testing | ANSI Z359.13 | ISO 17025
14724 | Fall Prevention Testing | ANSI Z359.14 | ISO 17025
14725 | Fall Prevention Testing | ANSI A359.18 | ISO 17025
14726 | Mask Testing | ASTM F2100 | ISO 17025
14727 | Mask Testing - Differential Pressure | EN 14683: 2019 Annex C | ISO 17025
14728 | Mask Testing - flammibility | 16 CFT 1610 | ISO 17025
14729 | Mask Testing - Particulate Filtration | ASTM F2299 | ISO 17025
14730 | Mask Testing - Resistance to Synthetic Blood | ASTM F1862 | ISO 17025
14731 | Specimen Machining and Manufacturing |  | n/a
14732 | Modified Transient Plane Source (MTPS) - Thermal conductivity, effusivity and specific heat | ASTM D7984 | n/a
14733 | Thermal Analysis - Dynamic Mechanical Analysis (DMA) - Measures stiffnes, damping, curing, modulus, glass transition temperature (Tg), etc. |  | n/a
14734 | Certified Weld Inspection |  | n/a
14735 | Weld Procedure Qualification | AWS D1.1/D1.1M, D1,2/D1,2M,D1.3/1.3M,D1.4/1.4M,D1.5/1.5M,D17.1/17.1M,NAVSEA T9074, ASME IX | n/a
14736 | Welder Qualification | AWS D1.1/D1.1M, D1,2/D1,2M,D1.3/1.3M,D1.4/1.4M,D1.5/1.5M,D17.1/17.1M,NAVSEA T9074, ASME IX | n/a
14737 | Fault Investigation, Verification and Repair |  | FIRA brand well respected in indutry. Unique reporting capabilities
14738 | Colour Fastness to Light | BS EN ISO 105-B02: 2014 | N/A
14739 | Colour Fastness to Perspiration | BS EN ISO 11641: 2003 | N/A
14740 | Colourfastness to To & Fro Rubbing | BS EN ISO 11640: 1998 | N/A
14741 | Cracking Cyclic hot/cold | FS 2 | N/A
14742 | Density | BS EN 323 | N/A
14743 | Density Per Grade | BS EN ISO 845: 2009 | N/A
14744 | Determination of pH | BS EN ISO 4045: 1998 | N/A
14745 | Determination of threads per unit length | BS EN 1049-2: 1994 | N/A
14746 | Dimensional Stability to Dry Cleaning | BS EN ISO 3175: 2010 | N/A
14747 | Domestic Washing & Drying Procedures | BS EN ISO 6330: 2012 | N/A
14748 | Dry and Wet Heat per Temp | EN 12722 / EN12721 | N/A
14749 | Environmental Performance 35%rh dry - from | FS 48 | N/A
14750 | Environmental Performance 65%rh medium - from | FS 48 | N/A
14751 | Environmental Performance 85%rh damp - from | FS 48 | N/A
14752 | Environmental Performance 85%rh damp -mirror & load test | FS 48 | N/A
14753 | Finish Horizontal & Other | FIRA STANDARD 4000 | N/A
14754 | Finish Performance - Bathroom Worktops & Horizontal Surfaces, doors, toilet seats, other surfaces | FIRA BATHROOM 5000 SPECIFICATION | N/A
14755 | Grit Content whole | BS 5669, BS 1142 | N/A
14756 | Light fastness 1st sample and set up | FS 52 | N/A
14757 | Light fastness add sample submitted at same time | FS 52 | N/A
14758 | Liquid Attack per Liquid | EN 12720 | N/A
14759 | Mirror Bond - all tests | FS 31 | N/A
14760 | REACH Substances of Very High Concern (SVHC) Testing |  | ISO 17025
14761 | Surface Soundness | BS EN 311 | N/A
14762 | Thermal Hazards | BS EN 71-2: 2011 + A1: 2015 | N/A
14763 | Toxicity of Finishes/Materials | BS EN 71-3: 2013 | N/A
14764 | Visible Soiling | BS 4948: 1994 | N/A
14765 | Water Dwell 7 days | FS 4 | N/A
14766 | Water Immersion (dunk test) 1st sample | FS 5 | N/A
14767 | Water Immersion (dunk test) per add sample | FS 5 | N/A
14768 | Water Vapour 40C 24hrs | FS 11 | N/A
14769 | Water Vapour 40C 7days | FS 11 | N/A
14770 | Water Vapour Metal Fittings | FS 49 | N/A
14771 | Watt 91 Heat test | BS EN 14257 2006 | N/A
14772 | Workmanship | FS 41 | N/A
14773 | Carbon footprinting | carbon footprinting | N/A
14774 | Display equipment assessments | DSE regulations | N/A
14775 | Due dilligence auditing | NBF, LOFA schemes general support | N/A
14776 | Environmental management | Furniture Industry Sustainability Programme, Club Green | N/A
14777 | Ergonomic furniture assessment | BS EN 1335-1: 20000, BS EN 1729-1: 2015; BS EN ISO 9241-5: 1999 | N/A
14778 | Ergonomic furniture assessment | Equalities Act: 2010 | N/A
14779 | Lean business support | Factory layouts, lean systems | N/A
14780 | Machinery directive support | Manchinery Directive and Medical Devices Directive | N/A
14781 | Management system consultancy | ISO 9001, ISO 14001 | N/A
14782 | Product and design assessment | User trials and assessment | N/A
14783 | Product certification | Ergonomics Excellence Award | N/A
14784 | Product risk assessments | RAPEX risk assessment system | N/A
14785 | Tender assessment and review | Tender assessments | N/A
14786 | Training | EU Timber Regulations, Furniture Fire Safety, Geneneral Product Safety Regulations, Risk Assessments | N/A
14787 | Corrosion (acetic acid + salt Woolworths) informative test |  | N/A
14788 | Dimensional stability 35/65/85rh only | BS EN 318 | N/A
14789 | Thickness | BS EN ISO 2589: 2002 | N/A
14790 | Thickness of Surface Coating | BS EN ISO 17186: 2002 | N/A
14791 | Electrics in furniture | BS 6396: 2008 + A1:2015 | N/A
14792 | Cyclic Treatment 3 cycles | BS EN 321 | N/A
14793 | Furniture materials adhesive bonds - elevated temperature test | FIRA Standard 6250:2005 Section 3 | UKAS ISO/IEC 17025
14794 | Light fastness (Xenon Arc) | BS EN 438:Part 2 :2005 Clause 27 | UKAS ISO/IEC 17025
14795 | Resistance to cigarette burns | BS EN 438:Part 2 :2005 Clause 30 | UKAS ISO/IEC 17025
14796 | Resistance to dry heat | BS EN 438:Part 2 :2005 Clause 16 | UKAS ISO/IEC 17025
14797 | Resistance to immersion in boiling water | BS EN 438:Part 2:2005, Clause 12 | UKAS ISO/IEC 17025
14798 | Resistance to staining | BS EN 438:Part 2 :2005 Clause 26 | UKAS ISO/IEC 17025
14799 | Resistance to water vapour | BS EN 438:Part 2 :2005 Clause 14 | UKAS ISO/IEC 17025
14800 | Upholstery and Bedding Technology - Flammability | SI 1324 Furniture and Furnishings (Fire) (Safety) Regs:1988 Furniture and Furnishings (Fire) (Safety) (Amendment) Regs:1989 Furniture and Furnishings (Fire) (Safety) (Amendment) Regs:2010 Schedule 1:Part I | UKAS ISO/IEC 17025
14801 | Upholstery and Bedding Technology - Flammability | BS 5651:1978 (Section 4) | UKAS ISO/IEC 17025
14802 | Upholstery and Bedding Technology - Flammability (Cigarette test) | SI 1324 Furniture and Furnishings (Fire) (Safety) Regs:1988 Furniture and Furnishings (Fire) (Safety) (Amendment) Regs:1989 Furniture and Furnishings (Fire) (Safety) (Amendment) Regs:2010 Schedule 4:Part I and II | UKAS ISO/IEC 17025
14803 | Upholstery and Bedding Technology - Flammability (Ignitability) | SI 1324 Furniture and Furnishings (Fire) (Safety) Regs:1988 Furniture and Furnishings (Fire) (Safety) (Amendment) Regs:1989 Furniture and Furnishings (Fire) (Safety) (Amendment) Regs:2010 Schedule 2:Part I, Furniture and Furnishings (Fire) (Safety) (Amendment) Regs:2010 Schedule 2:Part II | UKAS ISO/IEC 17025
14804 | Upholstery and Bedding Technology - Flammability (Ignitability) | SI 1324 Furniture and Furnishings (Fire) (Safety) Regs:1988 Furniture and Furnishings (Fire) (Safety) (Amendment) Regs:1989 Furniture and Furnishings (Fire) (Safety) (Amendment) Regs:2010 Schedule 2:Part III | UKAS ISO/IEC 17025
14805 | Upholstery and Bedding Technology - Flammability (Ignitability) | SI 1324 Furniture and Furnishings (Fire) (Safety) Regs:1988 Furniture and Furnishings (Fire) (Safety) (Amendment) Regs:1989 Furniture and Furnishings (Fire) (Safety) (Amendment) Regs:2010 Schedule 2:Part IV | UKAS ISO/IEC 17025
14806 | Upholstery and Bedding Technology - Flammability (Ignitability) | BS 6807:2006 (Except Section 3 Full Size) BS 7177:2008+A1:2011 BS EN 597-1:1995 BS EN 597-2:1995 | UKAS ISO/IEC 17025
14807 | Upholstery and Bedding Technology - Flammability (Ignitability) - (cigarette & match, gas flame, crib 5, etc.) | BS 5852 : 2006 BS 7176:2007+A1:2011 BS 5852:Part 1:1979 BS 5852:Part 2:1982 BS EN 1021-1 :2006 BS EN 1021-2 :2006 BS EN 1021-1: 2014 BS EN 1021-2: 2014 | UKAS ISO/IEC 17025
14808 | Upholstery and Bedding Technology - Flammability (Ignitability) - (cigarette & match, gas flame, crib 5, etc.) | BS 5852 : 2006 BS 7176:2007+A1:2011 BS 5852:Part 1:1979 BS 5852:Part 2:1982 BS EN 1021-1 :2006 BS EN 1021-2 :2006 BS EN 1021-1: 2014 BS EN 1021-2: 2014 | UKAS ISO/IEC 17025
14809 | Upholstery and Bedding Technology - Flammability (Ignition resistance test) | SI 1324 Furniture and Furnishings (Fire) (Safety) Regs:1988 Furniture and Furnishings (Fire) (Safety) (Amendment) Regs:1989 Furniture and Furnishings (Fire) (Safety) (Amendment) Regs:2010 Schedule 3 | UKAS ISO/IEC 17025
14810 | Upholstery and Bedding Technology - Flammability (Match test) | SI 1324 Furniture and Furnishings (Fire) (Safety) Regs:1988 Furniture and Furnishings (Fire) (Safety) (Amendment) Regs:1989 Furniture and Furnishings (Fire) (Safety) (Amendment) Regs:2010 Schedule 5:Part I | UKAS ISO/IEC 17025
14811 | Upholstery and Bedding Technology - Flammability (Match test) | SI 1324 Furniture and Furnishings (Fire) (Safety) Regs:1988 Furniture and Furnishings (Fire) (Safety) (Amendment) Regs:1989 Furniture and Furnishings (Fire) (Safety) (Amendment) Regs:2010 Schedule 5:Part II | UKAS ISO/IEC 17025
14812 | Upholstery and Bedding Technology - Flammability (Match test) | SI 1324 Furniture and Furnishings (Fire) (Safety) Regs:1988 Furniture and Furnishings (Fire) (Safety) (Amendment) Regs:1989 Furniture and Furnishings (Fire) (Safety) (Amendment) Regs:2010 Schedule 5:Part III | UKAS ISO/IEC 17025
14813 | Upholstery Fabrics - Colour Fastness to water, light, rubbing, organic solvents, shampoo, perspiration, dry cleaning, and washing | BS EN ISO 105-B02:2014 ; BS 1006 | UKAS ISO/IEC 17025
14814 | Flammability Testing - Fabrics | Furniture & Furnishings (Fire) (Safety) Regulations 1988 as amended, BS 7176: 2007 + A1: 2011, BS 5852-1: 1979, BS 5852-2: 1982,BS 5852: 2006, BS EN 1021-1: 2006 (withdrawn), BS EN 1021-2: 2006 (withdrawn), BS EN 1021-1: 2014, BS EN 1021-2: 2014, BS 5651: 1978 | ISO 17025
14815 | Flammability testing - Fiillings | Furniture & Furnishings (Fire) (Safety) Regulations 1988 as amended, BS 7176: 2007 + A1: 2011, BS 5852-2: 1982, BS 5852: 2006 | ISO 17025
14816 | Flammability testing - Mattresses | Furniture & Furnishings (Fire) (Safety) Regulations 1988 as amended, BS 7177,: 2008 + A1: 2011 BS EN 597-1: 1995 (withdrawn), BS EN 597-1: 2016, BS EN 597-2: 1995 (withdrwn), BS EN 597-2: 2016; BS 6807: 1986; BS 6807: 2006 | ISO 17025
14817 | "Source 5" aka Crib 5 Testing on Mattresses | BS 7177 & BS5852 | UKAS ISO/IEC 17025
14818 | Hardness testing on upholstery polyurethane foam | BS EN ISO 2439 | UKAS ISO/IEC 17025
14819 | Janka Wood hardness informative test |  | N/A
14820 | Abrasion Resistance - Martindale method | BS EN ISO 5470-2: 2003 | N/A
14821 | Abrasion Resistance & Pilling - Martindale | BS EN 14465 Annex A | N/A
14822 | Adhesion of Finish | BS EN ISO 11644: 2003 | N/A
14823 | Adhesion Performance 85%rh Humidity test | FS 51 | N/A
14824 | Adhesion Performance other panels up to 60C | FS 51 | N/A
14825 | Adhesion Performance worktops & severe up to 70C | FS 51 | N/A
14826 | Adhesives Testing | BS EN 205: 2016, BS EN 204: 2016 | ISO 17025
14827 | Auditorium and stadium seating | BS EN 12727: 2015 | ISO 17025
14828 | Baby Changing Units | BS EN 12221: 2008 + A1: 2013 Parts 1 & 2 (excluding clause 4.2.2) | N/A
14829 | BAluminumstrades | BS 6180: 2011 | N/A
14830 | Bed testing | BS EN 1725: 1998, BS EN 747-1: 2012 + A1: 2015, BS EN 747-2: 2012 + A1: 2015 | ISO 17025
14831 | Bed testing | BS EN 1957: 2012, BS 8509: 2008 + A1: 2011 (excludes clauses 5 & 6), BS 1877-10: 2011 + A1: 2012, BS 3173: 1996, BS EN 13759: 2012; BS EN 1129-1&2: 1995, FIRA STANDARD 059: 2014 | N/A
14832 | Bending Strength & Modulus of Elasticity | BS EN 310 | N/A
14833 | Board Internal Bond | BS EN 319 | N/A
14834 | Carry Cots & Stands | BS EN 1466: 2014 (excluding Clause 6) | N/A
14835 | Chair Mounted Seats | BS EN 16120: 2012 + A1:: 2014 (excluding clauses 6 & 7) | N/A
14836 | Children's furniture testing | FIRA-FRQG C001: 2016, FIRA-FRQG C002: 2016, FIRA-FRQG C003: 2016, FIRA-FRQG C004: 2016 | N/A
14837 | Chopping board Finish Performance based (wet/dry) |  | N/A
14838 | Classification and specification for laminates | BS EN 438:Part 3:2005 | UKAS ISO/IEC 17025
14839 | Compression Set | BS EN ISO 1856: 2001; BS EN ISO 1865: 2001 | N/A
14840 | Cots | BS EN 716: 2017 Parts 1 & 2 (excluding clauses 4.2.1 & 4.2.2) | N/A
14841 | Determination of adhesion of surface and edging material applied to substrates | FIRA Standard 51:2005 | UKAS ISO/IEC 17025
14842 | Determination of Flatness | BS EN 438:Part 2:2005, Clause 9 | UKAS ISO/IEC 17025
14843 | Determination of Length and Width | BS EN 438:Part 2:2005, Clause 6 | UKAS ISO/IEC 17025
14844 | Determination of soiling - martindale method | BS EN ISO 26082-1:2012 | N/A
14845 | Determination of Tear Load | BS EN ISO 3377-1: 2002 | N/A
14846 | Determine of thickness | BS EN 438:Part 2: 2005, Clause 5 | UKAS ISO/IEC 17025
14847 | Domestic kitchen equipment - Performance requirements for durability of surface and adhesion of surface and edging materials and assessment of adhesion to substrates | BS 6222:Part 3:1999 Clauses 7.3, 8.3 and Annex C | UKAS ISO/IEC 17025
14848 | Electrically operated beds (ask customer if testing is on bed base only or bed base plus mattress) | FIRA Adjustable Bed Standard | N/A
14849 | Fabric Testing - Flat Woven, Woven Pile, Knitted Pile, Flocked Pile | BS EN ISO 13937-3: 2000, BS EN ISO 13934-1: 2013, BS EN ISO 13936-2: 2014, BS EN ISO 105: E01: 2013, BS EN ISO 105: X12: 2016, BS EN ISO 12945-2: 2000, BS EN ISO 12947-1: 1998, BS EN 12947-2: 2016, BS EN ISO 13934-1: 2013, BS EN ISO 13937-3: 2000, BS EN ISO 105: B02: 2014; BS 2543: 2004 (using BS EN 14465: 2003) | ISO 17025
14850 | Falling weight | BS 3900 E3 | N/A
14851 | Fibre filled cushions | FIRA Test Method FO 003 | N/A
14852 | Flexing Resistance | BS EN ISO 5402:-1 2011 | N/A
14853 | Furniture Testing | BS EN 14749: 2016, BS EN 16121: 2013, BS EN 16122: 2012, BS 4875-7: 2006, ISO 7170:2005, BS EN 14749: 2016, BS 6222-2: 2009 + A1: 2017, BS EN 16122: 2012, BS EN 14073-2: 2004, BS EN 14073-3: 2004, BS EN 14074: 2004 | ISO 17025
14854 | Glass furniture | BS 7376: 2009 (withdrawn), BS 7449: 1991 (withdrawn), BS 6206: 1981, (fragmentation test), BS EN 12150-1: 2015 (clause 8), BS EN 14072: 2003, FIRA-FRQG G001: 2017 | N/A
14855 | High Chairs | BS EN 14988: 2017 (excluding Clause 6 & 7) | N/A
14856 | Humid Compression Set | BS ISO 13362: 2000 | N/A
14857 | Impact/Fragmentation | BS 6206:1981 and Amendments | UKAS ISO/IEC 17025
14858 | Indoor seating testing | ANSI-BIFMA X5.4: 2012, BS 8474: 2013; BS EN 13759: 2012 | N/A
14859 | Laboratory furniture | BS EN 14727:2005 | N/A
14860 | Laboratory Workbenches | BS EN 13150: 2001 | N/A
14861 | Large Occupant Office Chairs | ANSI BIFMA X5.11 2015 | N/A
14862 | Mattresses for cots & cribs | BS EN 16890: 2017 | N/A
14863 | Mechanical Damage per Test Cross Cut | BS 3962 Part 6 | N/A
14864 | Mirrors | FIRA FRQG G0001: 2017 | N/A
14865 | Monitor arm testing |  | ISO 17025
14866 | Occasional-Use Seating | BIFMA X6.4 | N/A
14867 | Office desk testing | ANSI-BIFMA X5.5: 2014 | N/A
14868 | Office screens | BS EN 1023-2: 2000, BS EN 1023-3: 2000 | N/A
14869 | Office seating testing | ANSI-BIFMA X5.1: 2017 | N/A
14870 | Office seating testing | BS 5459-2: 2000+A2 2008, BS EN 1335-2: 2009, BS EN 1335-3: 2009, BS EN 16139: 2013, BS EN 1728: 2012; BS EN 1022: 2005 | N/A
14871 | Patient Overbed Tables | BS 2483:1977 | N/A
14872 | Performance Testing of Furniture Panels | BS 6222-3: 2017, FIRA Standard 51: 2016, FIRA Standard 6250: 2005 (Section 3), BS EN 438-2: 2016 (clause 10, clause 25 and clause 26), BS EN 438-3: 2016 | ISO 17025
14873 | Pounding Test (set of three) | BS EN ISO 3385: 2014 | N/A
14874 | Resistance to cracking under stress | BS EN 438:Part 2 :2005 Clause 23 | UKAS ISO/IEC 17025
14875 | Resistance to impact by small ball | BS EN 438:Part 2 :2005 Clause 20 | UKAS ISO/IEC 17025
14876 | Resistance to scratching | BS EN 438:Part 2 :2005 Clause 25 | UKAS ISO/IEC 17025
14877 | Resistance to Static Load | BS EN 14256 | N/A
14878 | Resistance to Surface wear | BS EN 438:Part 2:2005, Clause 10 | UKAS ISO/IEC 17025
14879 | Safety - Building Glass | BS EN 12150-1:2000 | UKAS ISO/IEC 17025
14880 | Safety - Cabinets & Tables | BS 7376:2009 (withdrawn) BS EN 12521:2009 | UKAS ISO/IEC 17025
14881 | Safety - Glass | BS 7449:1991(withdrawn) BS EN 14749:2005 | UKAS ISO/IEC 17025
14882 | Safety - Glass in Furniture | BS EN 14072:2003 | UKAS ISO/IEC 17025
14883 | Safety - Glass in Tables and Trolleys | BS 7376:2009 (withdrawn) BS EN 12521:2009 | UKAS ISO/IEC 17025
14884 | Safety - Kitchen Furniture | BS EN 14749:2005 | UKAS ISO/IEC 17025
14885 | Safety - Office furniture | BS EN 14073-2:2004 | UKAS ISO/IEC 17025
14886 | Safety - Outdoor plastic furniture | BS EN 581-1:Part 1:2006 | UKAS ISO/IEC 17025
14887 | Safety - Outdoor tables | BS EN 581:Part 1:2006 | UKAS ISO/IEC 17025
14888 | Safety- Chairs & Stools | BS EN 581:Part 1:2006 | UKAS ISO/IEC 17025
14889 | Scratch Test | BS 3900 E2 | N/A
14890 | Screwholding | BS EN 320 | N/A
14891 | Seam Slippage | BS EN ISO 13936-2: 2004 | N/A
14892 | Shear only Ambient ,50C Heat Age,85%rh,and Heat | FS 31 | N/A
14893 | Single, Double & Kingsize Beds (ask customer if testing is on bed base only or bed base plus mattress) | ISO 19833 - test level 1 | N/A
14894 | Spring Units | BS 3173: 1996 (excluding clause 4.1) | N/A
14895 | Stability - Office furniture | BS EN 14073-3:2004 | UKAS ISO/IEC 17025
14896 | Stability - Settees | BS EN 12520 :2010 BS EN 1022:2005 | UKAS ISO/IEC 17025
14897 | Stability - Storage Furniture | BS 4875:Part 8:1998 | UKAS ISO/IEC 17025
14898 | Stability - Tables and Trolleys | BS EN 1730:2000 | UKAS ISO/IEC 17025
14899 | Stability- Chairs & Stools | BS EN 1022:2005, BS EN 1728:2001, BS EN 1728:2012 | UKAS ISO/IEC 17025
14900 | Step Stools | BS EN 14183: 2003 | N/A
14901 | Storage furniture testing | BS 4680: 1996, BS 2881: 1989, ANSI BIFMA X5.9: 2012 | N/A
14902 | Strength - Beds (ask customer if testing is on bed base only or bed base plus mattress) | BS EN 1725:1998 | UKAS ISO/IEC 17025
14903 | Strength - Chairs & Stools | BS EN 16139:2013, BS EN 12520:2010 | UKAS ISO/IEC 17025
14904 | Strength - Fitted Kitchens | BS 6222:Part 2:1997 (withdrawn) BS 6222:Part 2:2009 | UKAS ISO/IEC 17025
14905 | Strength - Office furniture | BS EN 14074:2004 BS EN 14749:2005 | UKAS ISO/IEC 17025
14906 | Strength - Outdoor plastic furniture | BS EN 581:Part 2:2009 | UKAS ISO/IEC 17025
14907 | Strength - Peninsula Units and Breakfast bars | BS 6222:Part 2:2009 | UKAS ISO/IEC 17025
14908 | Strength - Screens | BS EN 1023:Part 2:2000 BS EN 1023:Part 3:2000 | UKAS ISO/IEC 17025
14909 | Strength - Settees | BS EN 16139:2013 | UKAS ISO/IEC 17025
14910 | Strength - Storage Furniture | BS 4875:Part 7:2006 ISO 7170:2005 | UKAS ISO/IEC 17025
14911 | Strength - Tables and Trolleys | BS EN 12521:2009, FIRA FRQG G0001: 2017 | UKAS ISO/IEC 17025
14912 | Strength - VDU Platform, Support Arms | FIRA Test Method PP 045:2003 | SCC / ISO 17025
14913 | Strength and Performance - Stadium and Auditorium Seating | BS EN 12727:2000 | UKAS ISO/IEC 17025
14914 | Strength and Stability - Office Chairs | BS 5459:Part 2:2000 + A2 :2008, BS EN 1335:Parts 2 and 3:200, BS EN 16139:2013 | UKAS ISO/IEC 17025
14915 | Strength and Stability - Office Desks and Tables | BS EN 527:Part 2:2002 BS EN 527:Part 3:2003 BS EN 15372:2008 | UKAS ISO/IEC 17025
14916 | Strength and Stability - Outdoor tables | BS EN 581:Part 3:2007 | UKAS ISO/IEC 17025
14917 | Strength and Stability - Storage Furniture | BS 5873:Part 4:1998 | UKAS ISO/IEC 17025
14918 | Strength and Stability - Tables and Chairs | BS EN 1729-2:2012 | UKAS ISO/IEC 17025
14919 | Strength, Safety - Bunk Beds (ask customer if testing is on bed base only or bed base plus mattress) | BS EN 747:Parts 1 and 2:2012 | UKAS ISO/IEC 17025
14920 | Sustained load only over 90 days | FS 31 | N/A
14921 | Table/Seating Testing | BS EN 12521: 2015, BS EN 1729-2: 2012 + A1: 2015, BS EN 15372: 2016, BS EN 1730: 2012, BS EN 581-1: 2017, BS EN 581-3: 2017, BS EN 1730: 2012, BS EN 12520: 2015, BS EN 1729-2: 2012 + A1: 2015, BS EN 16139: 2013, BS EN 1728: 2012; BS EN 1022: 2005, FIRA Test Method PP045: 2003; FIRA FRQG G0001: 2017; FS056; FS055 | ISO 17025
14922 | Tear Resistance | BS EN ISO 4674-1:2016 | N/A
14923 | Tear Strength - Wing Rip Method | BS EN ISO 13937-3: 2000 | N/A
14924 | Tear Strength of Foams |  | N/A
14925 | Tensile and Elongation | BS EN ISO 1798: 2000 | N/A
14926 | Tensile Strength | BS EN ISO 1421: 2016 | N/A
14927 | Tensile Strength - Breaking strength/extension | BS EN ISO 13934-1: 2013 | N/A
14928 | Train seating (interaction performance test) | BS 6261: 1982, client custom test methods | N/A
14929 | TV Units - wall brackets | FIRA Test Method PP045 | N/A
14930 | TV Units with & without glass | BS EN 60065: 2002, BS EN 6206: 1981 | N/A
14931 | Whiteboard Tests - Ability to write & erase, scratch test, staining test, colour degradation | BS EN 14434 | N/A
14932 | Wood Adhesives - Classification | BS EN 204:2001 | UKAS ISO/IEC 17025
14933 | Wood Adhesives - Strength | BS EN 205:2003 | UKAS ISO/IEC 17025
14934 | Dimensional Equipment Calibration - Length | According to Customer/Manufacturer specification | N/A
14935 | Electrical Equipment Calibration - DC & Low frequency | According to Customer/Manufacturer specification | N/A
14936 | Electrical Equipment Calibration - RF & Microwave | According to Customer/Manufacturer specification | N/A
14937 | Equipment Calibration - Frequency and time | According to Customer/Manufacturer specification | N/A
14938 | Equipment Calibration - Temperature & Humidity | According to Customer/Manufacturer specification | N/A
14939 | Equipment Calibration - Volume | According to Customer/Manufacturer specification | ISO/IEC 17025
14940 | Mechanical Equipment Calibration - Pressure | According to Customer/Manufacturer specification | N/A
14941 | Mechanical Equipment Calibration - Torque | According to Customer/Manufacturer specification | N/A
14942 | Optical Equipment Calibration | According to Customer/Manufacturer specification | N/A
14943 | Abatement Plant Efficiency Testing - Filters / Scrubbers / Absorbers / RTOs / Odour Control Plant | UKAS & MCERTS Accredited Methods
14944 | Air Quality Dispersion Modelling - Planning / Permit Variations | Consultancy Support
14945 | Ambient Monitoring (Total Suspended Particulate - TSP / PM10 / PM2.5 / PM1.0 / Deposition)
14946 | Ash Sampling and Analysis
14947 | Ash Sampling and Analysis | Consultancy Support
14948 | Bioaerosol Monitoring - Stacks / chimneys / ducts / vents | UKAS & MCERTS, BS EN standards, US EPA Methods, ISO standards | UKAS & MCERTS
14949 | Bioaerosols Monitoring - Stacks / chimneys / ducts / vents | VDI 4257 UKAS & MCERTS
14950 | BS EN 14181 AST (Annual Surveillance Test) CEMS Verification | BS EN 14181, UKAS & MCERTS
14951 | BS EN 14181 QAL 2 CEMS Calibration | BS EN 14181, UKAS & MCERTS
14952 | BS EN 14181 QAL2 and AST Assessments - Stacks / chimneys / ducts / vents | UKAS & MCERTS, BS EN standards, US EPA Methods, ISO standards | UKAS & MCERTS
14953 | D1 & H1 Assessments - Stacks / chimneys / ducts / vents | UKAS & MCERTS, BS EN standards, US EPA Methods, ISO standards | UKAS & MCERTS
14954 | D1 & H1 Assessments - Stacks / chimneys / ducts / vents | Consultancy Support
14955 | Dispersion Modelling - Stacks / chimneys / ducts / vents | UKAS & MCERTS, BS EN standards, US EPA Methods, ISO standards | UKAS & MCERTS
14956 | Emissions Monitoring Training Course - Stacks / chimneys / ducts / vents | UKAS & MCERTS, BS EN standards, US EPA Methods, ISO standards | UKAS & MCERTS
14957 | Environmental Noise Modelling - Planning / Permit Variations | Consultancy Support
14958 | FTIR (Fourier Transform Infra Red) / Flexible Scope Capability | EA TGN M22, UKAS & MCERTS
14959 | Functional & Linearity Checks on CEMS | BS EN 14181 | UKAS & MCERTS
14960 | Functional Test & Linearity on CEMS | BS EN 14181, UKAS & MCERTS
14961 | Gross Calorific Value |  | UKAS & MCERTS
14962 | Homogeneity Testing | BS EN 15259, UKAS & MCERTS
14963 | Inlet & Outlet Abatement Efficiency Testing - Stacks / chimneys / ducts / vents | UKAS & MCERTS, BS EN standards, US EPA Methods, ISO standards | UKAS & MCERTS
14964 | Landfill Gas Surface & Collection System Monitoring - Trace and Bulk Gases | EA Landfill Technical Guidance Notes
14965 | Medium Combustion Plant Directive Emissions Testing | UKAS & MCERTS, EA TGN M5
14966 | Misc Occupational Hygiene Test Standards | EPA 316, BS EN 14791, VDI 4257, ISO 12039, BS EN 15058, BS EN 1948, US EPA Method 316, EA TGN M22, US EPA – 26/26A, BS EN 14385, BS EN 1911, US EPA – CTM 033, BS ISO 15713, US EPA – CTM 036, BS EN 13211, BS EN 14792, BS EN 14789, BS ISO 11338, BS EM ISO 23210, BS EN 13284-1, BS EN 16911-1, BS EN 13649, BS EN 14791, TGN M21, BS EN 13284-1, BS EN 12619, BS EN 14790 | UKAS & MCERTS
14967 | Odour Monitoring - Stacks / chimneys / ducts / vents | UKAS & MCERTS, BS EN standards, US EPA Methods, ISO standards | UKAS & MCERTS
14968 | Odour Monitoring - Stacks / chimneys / ducts / vents / Odour Control & Removal Plant | BS EN 13725 UKAS & MCERTS
14969 | Offshore Emissions Testing / Monitoring & PEMS Validation - Production Platforms, FSPO | UKAS & MCERTS, BEIS Protocol
14970 | Plant Commissioning & Verification Tests | UKAS & MCERTS, BS EN standards, US EPA Methods, ISO standards
14971 | Residence Time Verification | UKAS & MCERTS, BS EN standards, US EPA Methods, ISO standards
14972 | Stack Emissions Monitoring - Stacks / chimneys / ducts / vents | UKAS & MCERTS, BS EN standards, US EPA Methods, ISO standards | UKAS & MCERTS
14973 | Stack Emissions Testing / Monitoring - Stacks / chimneys / ducts / vents | UKAS & MCERTS, BS EN standards, US EPA Methods, ISO standards
14974 | Training Courses - Emissions Monitoring / OMA Support / BS EN 14181
14975 | Waste Analysis Coding Test (WAC) |  | UKAS & MCERTS
14976 | Accusense Heat Exchanger Tube Integrity Test (Helium gas integrity test, Dye pen, Holding time tests, Tanks, Vessels, Silo's, Pressure testing, pasteuriser/pasteurizer testing) | n/a | ISO 17025
14977 | Eddy Current Inspection - Only on food processing equipment such as tanks, vessels, pasteurisers etc | n/a | ISO 17025
14978 | Heat Exchanger Servicing | n/a | ISO 17025
14979 | Holding Time Verification - Only on food processing equipment such as tanks, vessels, pasteurisers etc | n/a | ISO 17025
14980 | Liquid Penetrant Inspection (LPI/FPI) - Dye Penetrant - Only on food processing equipment such as tanks, vessels, pasteurisers etc | n/a | ISO 17025
14981 | Magnetic Particle Inspection - Only on food processing equipment such as tanks, vessels, pasteurisers etc | n/a | ISO 17025
14982 | Spray Dryer Inspection | n/a | ISO 17025
14983 | Ultrasonic Inspection - Only on food processing equipment such as tanks, vessels, pasteurisers etc | n/a | ISO 17025
14984 | MCERTS Accredited Analytical Laboratory - Stack Emissions Samples | UKAS & MCERTS
14985 | Cold environment assessments |  | None
14986 | COSHH Asessment and Consultancy | L5 Control of Substances Hazardous to Health Regulations (COSHH)
14987 | Development of COSHH Registers and Systems | L5 Control of Substances Hazardous to Health Regulations (COSHH)
14988 | Electromagnetic Field Measurement & Assessment | HSG 281 | None
14989 | Environmental Noise Assessment | BS 4142; BS7445; PPG 24
14990 | Hand Arm Vibration Assessments | BS EN ISO 5349 | None
14991 | Hazardous Substances Assessments | L5 Control of Substances Hazardous to Health Regulations (COSHH)
14992 | Hot environment Assessments |  | None
14993 | Indoor Air Quality Assessments & Investigations | L5 Control of Substances Hazardous to Health Regulations (COSHH)
14994 | Local Exhaust Ventilation Exam & Testing | HSG 258 | None
14995 | Thermal Comfort Assessments | WGBT | None
14996 | Whole Body Vibration Assessments | ISO 2631-1 ; BS EN 14253 | None
14997 | Workplace Noise Assessments | L108 Control of Noise at Work
14998 | Ambient bioaerosol monitoring | 2009 AfOR Protocol | None
14999 | Breathing Airline Testing | BS EN 12021 | None
15000 | Face fit testing (face masks) |  | None
15001 | Acid Mist Sampling | NIOSH 7903 | None
15002 | Airborne Fibre Sampling | MDHS 59/3 | None
15003 | Aldehyde Sampling | MDHS 102 | None
15004 | Bioaerosol Monitoring | MDHS 14/4 | None
15005 | COVID-19 Workplace Air Dispersion Modeling |  | None
15006 | Diesel Engine Exhaust Emissions Sampling | NIOSH 5040 | None
15007 | Hexavalent Chromium Sampling | MDHS 61 / NIOSH 7605 | None
15008 | Inhalable Dust Monitoring | MDHS 14/4 | ISO 17025
15009 | Isocyanate Sampling | MDHS 25/4 | None
15010 | Lead in Air Sampling | NIOSH 7300 | None
15011 | Legionella Risk Assessments | L8, HSG 274 | None
15012 | Metals Samping (Other) | NIOSH 7300 | None
15013 | Metalworking Fluids Mist Sampling | NIOSH 5524 | None
15014 | Noise Dosimetry | UK L108 guidance | None
15015 | Oil Mist Sampling | MDHS 84/2 NIOSH 5524 | None
15016 | Respirable Dust Monitoring | MDHS 14/4 | ISO 17025
15017 | Rubber Fume Sampling | MDHS 47/3 | None
15018 | Silica Sampling - Resirable Crystalline Silica | MDHS 101/2 | None
15019 | Solder Fume Sampling | MDHS 83/3 | None
15020 | Solvent Vapors Sampling | MDHS 104 | None
15021 | Thoracic Dust Monitoring | MDHS 14/4 | ISO 17025
15022 | Triglycidyl Isocyanurate Sampling | MDHS 85/2 | None
15023 | Welding Fume Sampling | BS EN ISO 10882 | None
15024 | Ecodesign - Audio/Video-, Informations- und Kommunikationstechnikgeräte | Flexible scope: EN 62075, IEC 62075, EN 62087, IEC 62087, EN 62087-1, IEC 62087-1, EN 62087-2, IEC 62087-2, EN 62087-3, IEC 62087-3, EN 62087-4, IEC 62087-4, EN 62087-5, IEC 62087-5 | ISO 17025
15025 | Ecodesign - External power supplies | Flexible scope: EN 50563 | ISO 17025
15026 | Ecodesign - Household and office equipment | Flexible scope: EN 50564, EN 62301, IEC 62301 | ISO 17025
15027 | Electrical Safety - Audio, video and similiar electronic apparatus | Flexible scope: EN 60065, IEC 60065 | ISO 17025
15028 | Electrical Safety - Audio/video, information and communication technology equipment | Flexible scope: EN 62368-1, IEC 62368-1 | ISO 17025
15029 | Electrical Safety - Conductive charging systems | Flexible scope: EN 61851-1, IEC 61851-1, EN 61851-22, IEC 61851-22 | ISO 17025
15030 | Electrical Safety - Electrical equipment for measurement, control and laboratory use | Flexible scope: EN 61010-1, IEC 61010-1 | ISO 17025
15031 | Electrical Safety - Electrical equipment of machines | Flexible scope: EN 60204-1, IEC 60204-1 | ISO 17025
15032 | Electrical Safety - Glowing/hot-wire based test methods | EN 60695-2-10, IEC 60695-2-10, EN 60695-2-11, IEC 60695-2-11, EN 60695-2-12, IEC 60695-2-12, EN 60695-2-13, IEC 60695-2-13, EN 60695-11-5, IEC 60695-11-5 | ISO 17027
15033 | Electrical Safety - Household and similar electrical appliances | Flexible scope: EN 60335-1, IEC 60335-1, EN 60335-2-14, IEC 60335-2-14, EN 60335-2-15, IEC 60335-2-15, EN 60335-2-24, IEC 60335-2-24 | ISO 17025
15034 | Electrical Safety - Information technology equipment | Flexible scope: EN 60950-1, IEC 60950-1 | ISO 17025
15035 | Electrical Safety - Lamp controlgear | Flexible scope: EN 61347-1, IEC 61347-1, EN 61347-2-11, IEC 61347-2-11, EN 61347-2-13, IEC 61347-2-13 | ISO 17025
15036 | Electrical Safety - LED modules for general lighting | Flexible scope: EN 62031, IEC 62031 | ISO 17025
15037 | Electrical Safety - Low-voltage switchgear and controlgear assemblies | Flexible scope: EN 61439-1, IEC 61439-1 | ISO 17025
15038 | Electrical Safety - Luminaires | Flexible scope: EN 60598-1, IEC 60598-1, EN 60598-2-1, IEC 60598-2-1, EN 60598-2-2, IEC 60598-2-2, EN 60598-2-4, IEC 60598-2-4, EN 60598-2-5, IEC 60598-2-5, EN 60598-2-9, IEC 60598-2-9 | ISO 17025
15039 | Electrical Safety - Power transformers, power supplies, reactors and similar products | Flexible scope: EN 61558-1, IEC 61558-1, EN 61558-2-4, IEC 61558-2-4, EN 61558-2-6, IEC 61558-2-6, EN 61558-2-16, IEC 61558-2-16 | ISO 17025
15040 | Electromagnetic Compatibility (EMC) Testing - Conducted AC Mains Flicker | Flexible Scope: EN 61000-3-3, IEC 61000-3-3 | ISO 17025
15041 | Electromagnetic Compatibility (EMC) Testing - Conducted and Radiated Emissions | Flexible Scope: EN 55012, CISPR 12, EN 55025, CISPR 25, EN 50498, UNECE Regulation No. 10 (Methods according to Annexes 4 to 22, Tests according to Annex 7 to 10 and Annex 17 to 22) | ISO 17025
15042 | Electromagnetic Compatibility (EMC) Testing - Conducted Current Harmonics | Flexible Scope: EN 61000-3-2, IEC 61000-3-2 | ISO 17025
15043 | Electromagnetic Compatibility (EMC) Testing - Conducted Emissions | Flexible Scope: EN 50065-1, EN 55011, CISPR 11, EN 55013, CISPR 13, EN 55014-1, CISPR14-1, EN 55015, CISPR 15, EN 55016-2-1, CISPR 16-2-1, EN 55022, CISPR 22, EN 55032, CISPR 32, ANSI C63.4, ANSI C63.10 Not within Flexible Scope: FCC CFR 47 Part 15B, FCC CFR 47 Part 18, FCC MP-5:1986-02, ICES-Gen:2018-07, ICES-001:2006-06 + November 2014, ICES-003:2016-01 + April 2019, ICES-005:2018-12 | ISO 17025
15044 | Electromagnetic Compatibility (EMC) Testing - Conducted Immunity - BCI | Flexible Scope: ISO 11452-4, UNECE Regulation No. 10 (Methods according to Annexes 4 to 22, Tests according to Annex 7 to 10 and Annex 17 to 22) | ISO 17025
15045 | Electromagnetic Compatibility (EMC) Testing - Conducted Susceptibility - CW, Transients and Magnetic | Flexible Scope: EN 61000-4-6, IEC 61000-4-6 | ISO 17025
15046 | Electromagnetic Compatibility (EMC) Testing - Electrostatic Discharge Immunity | Flexible Scope: EN 61000-4-2, IEC 61000-4-2 | ISO 17025
15047 | Electromagnetic Compatibility (EMC) Testing - Electrostatic Discharge Immunity | Flexible Scope: IEC 61000-4-2, ISO 10605 | ISO 17025
15048 | Electromagnetic Compatibility (EMC) Testing - Fast Transient/Burst Immunity | Flexible Scope: EN 61000-4-4, IEC 61000-4-4 | ISO 17025
15049 | Electromagnetic Compatibility (EMC) Testing - Generic and Product Specification Standards - Additional Product Standards | Flexible Scope: EN 50065-1, EN 50270, EN 50130-4, EN 60945, IEC 60945, EN 61131-2, EN 61204-3, IEC 61204-3, EN 61547, IEC 61547, EN 61800-3, IEC 61800-3, EN 62040-2, IEC 62040-2 | ISO 17025
15050 | Electromagnetic Compatibility (EMC) Testing - Generic and Product Specification Standards - Common Product Standards | Flexible Scope: EN 55011, CISPR 11, EN 55012, CISPR 12, EN 55013, CISPR 13, EN 55014-1, CISPR14-1, EN 55014-2, CISPR14-2, EN 55015, CISPR 15, EN 55020, CISPR 20, EN 55022, CISPR 22, EN 55024, CISPR 24, EN 55032, CISPR 32, EN 55035, CISPR 35, EN 55103-1, EN 55103-2, EN 61000-3-2, IEC 61000-3-2, EN 61000-3-3, IEC 61000-3-3 | ISO 17025
15051 | Electromagnetic Compatibility (EMC) Testing - Generic and Product Specification Standards - Generic Standards | Flexible Scope: EN 61000-6-1, IEC 61000-6-1, EN 61000-6-2, IEC 61000-6-2, EN 61000-6-3, IEC 61000-6-3, EN 61000-6-4, IEC 61000-6-4, EN 61000-6-5, IEC 61000-6-5, EN 61000-6-7, IEC 61000-6-7 | ISO 17025
15052 | Electromagnetic Compatibility (EMC) Testing - Generic and Product Specification Standards - Railway Applications | Flexible Scope: EN 50155, IEC 62236-3-2, EN 50131-3-2, IEC 62236-3-2, EN 50131-4, IEC 62236-4, | ISO 17025
15053 | Electromagnetic Compatibility (EMC) Testing - In vitro diagnostic (IVD) medical equipment | DIN EN 61326-2-6:2013-09, IEC 61326-2-6:2012-07 | ISO 17034
15054 | Electromagnetic Compatibility (EMC) Testing - Interference Power Measurements | Flexible Scope: EN 55013, CISPR 13, EN 55014-1, CISPR 14-1, EN 55016-2-2, CISPR 16-2-2 | ISO 17025
15055 | Electromagnetic Compatibility (EMC) Testing - Medical electrical equipment - Ambulatory electrocardiographic systems | DIN EN 60601-2-47:2002-11, DIN EN 60601-2-47:2016-02, IEC 60601-2-47:2001-07, IEC 60601-2-47:2012-02 | ISO 17032
15056 | Electromagnetic Compatibility (EMC) Testing - Medical electrical equipment - Electrocardiographs | DIN EN 60601-2-25:2001-04, DIN EN 60601-2-25:2016-08, IEC 60601-2-25:1993-03 + A1:1999-05, IEC 60601-2-25:2011-10 | ISO 17026
15057 | Electromagnetic Compatibility (EMC) Testing - Medical electrical equipment - Electroencephalographs | DIN EN 60601-2-26:2004-01, DIN EN 60601-2-26:2016-02, IEC 60601-2-26:2002-11, IEC 60601-2-26:2012-05 | ISO 17027
15058 | Electromagnetic Compatibility (EMC) Testing - Medical electrical equipment - General | DIN EN 60601-1-2:2007-12, DIN EN 60601-1-2:2016-05, IEC 60601-1-2:2007-03, IEC 60601-1-2: 2014-02 | ISO 17025
15059 | Electromagnetic Compatibility (EMC) Testing - Medical electrical equipment - Heating devices | DIN EN 60601-2-35:1997-12, DIN EN 80601-2-35:2010-08, IEC 60601-2-35:1996-11, IEC 80601-2-35:2009-10, DIN EN 80601-2-35:2017-11, IEC 80601-2-35:2009-10 + A1:2016-04 | ISO 17029
15060 | Electromagnetic Compatibility (EMC) Testing - Medical electrical equipment - Invasive blood pressure monitoring equipment | DIN EN 60601-2-34:2001-11, DIN EN 60601-2-34:2015-01, IEC 60601-2-34:2000-10, IEC 60601-2-34:2011-05 | ISO 17028
15061 | Electromagnetic Compatibility (EMC) Testing - Medical electrical equipment - Luminaires | DIN EN 60601-2-41:2010-05, DIN EN 60601-2-41/A11:2012-03, DIN EN 60601-2-41:2016-02, IEC 60601-2-41:2009-08, IEC 60601-2-41:2009-08 + A1:2013-10 | ISO 17030
15062 | Electromagnetic Compatibility (EMC) Testing - Medical electrical equipment - Multifunction patient monitoring equipment | DIN EN 60601-2-49:2002-12, DIN EN 60601-2-49:2016-10, IEC 60601-2-49:2001-07, IEC 60601-2-49:2011-02, IEC 80601-2-49:2018-03 | ISO 17033
15063 | Electromagnetic Compatibility (EMC) Testing - Medical electrical equipment - Operating tables | DIN EN 60601-2-46:1999-02, DIN EN 60601-2-46:2011-12, IEC 60601-2-46:1998-06, IEC 60601-2-46:2010-12, IEC 60601-2-46:2016-08 | ISO 17031
15064 | Electromagnetic Compatibility (EMC) Testing - Radiated Emissions: Electric Field | Flexible Scope: EN 50065-1, EN 55011, CISPR 11, EN 55013, CISPR 13, EN 55014-1, CISPR14-1, EN 55015, CISPR 15, EN 55016-2-3, CISPR 16-2-3, EN 55022, CISPR 22, EN 55032, CISPR 32, ANSI C63.4, ANSI C63.10 Not within Flexible Scope: FCC CFR 47 Part 15B, FCC CFR 47 Part 18, FCC MP-5:1986-02, ICES-Gen:2018-07, ICES-001:2006-06 + November 2014, ICES-003:2016-01 + April 2019, ICES-005:2018-12 | ISO 17025
15065 | Electromagnetic Compatibility (EMC) Testing - Radiated Emissions: Magnetic Field | Flexible Scope: EN 55011, CISPR 11, EN 55015, CISPR 15, EN 55016-2-3, CISPR 16-2-3, EN 60945, IEC 60945, ANSI C63.4, ANSI C63.10 Not within Flexible Scope: FCC CFR 47 Part 18, FCC MP-5:1986-02, ICES-001:2006-06 + November 2014, ICES-005:2018-12 | ISO 17025
15066 | Electromagnetic Compatibility (EMC) Testing - Radiated Immunity - ALSE | Flexible Scope: ISO 11452-2, UNECE Regulation No. 10 (Methods according to Annexes 4 to 22, Tests according to Annex 7 to 10 and Annex 17 to 22) | ISO 17025
15067 | Electromagnetic Compatibility (EMC) Testing - Radiated Immunity - Stripline | Flexible Scope: ISO 11452-5, UNECE Regulation No. 10 (Methods according to Annexes 4 to 22, Tests according to Annex 7 to 10 and Annex 17 to 22) | ISO 17025
15068 | Electromagnetic Compatibility (EMC) Testing - Radiated Immunity to Magnetic Fields | Flexible Scope: ISO 11452-8 | ISO 17025
15069 | Electromagnetic Compatibility (EMC) Testing - Radiated Immunity to Portabel Transmitters | Flexible Scope: ISO 11452-9 | ISO 17025
15070 | Electromagnetic Compatibility (EMC) Testing - Radio equipment | Flexible Scope: ETSI EN 300 339, ETSI EN 300 386, ETSI EN 301 489-1, ETSI EN 301 489-3, ETSI EN 301 489-4, ETSI EN 301 489-5, ETSI EN 301 489-6, ETSI EN 301 489-7, ETSI EN 301 489-9, ETSI EN 301 489-13, ETSI EN 301 489-15, ETSI EN 301 489-16, ETSI EN 301 489-17, ETSI EN 301 489-25, ETSI EN 301 489-34, Draft ETSI EN 301 489-52 V1.1.0 (2016-11) | ISO 17034
15071 | Electromagnetic Compatibility (EMC) Testing - Radio Frequency Susceptibility - Electric Field | Flexible Scope: EN 61000-4-3, IEC 61000-4-3 | ISO 17025
15072 | Electromagnetic Compatibility (EMC) Testing - Radio Frequency Susceptibility - Magnetic Field | Flexible Scope: EN 61000-4-8, IEC 61000-4-8, EN 61000-4-9, IEC 61000-4-9 | ISO 17025
15073 | Electromagnetic Compatibility (EMC) Testing - RF Exposure | Flexible Scope: EN 50364, EN 62233, IEC 62233, EN 62311, IEC 62311, EN 62369-1, IEC 62369-1, EN 62479, IEC 62479, IEEE 95.3 Not within Flexible Scope: 26. BImSchV (26th Ordinance Implementing the Federal Immission Control Act, published on 14 August 2013) using clause 5.2 of EN 50413:2008 + A1:2013, DGUV Vorschrift 15 (2001-06-01), §2.1091 and §2.1093 of FCC CFR 47 Part 2, RSS-102:2015-03 | ISO 17025
15074 | Electromagnetic Compatibility (EMC) Testing - Surge Immunity | Flexible Scope: EN 61000-4-5, IEC 61000-4-5 | ISO 17025
15075 | Electromagnetic Compatibility (EMC) Testing - Vehicular Transient Testing | Flexible Scope: ISO 7637-2, ISO 7637-3, EN50498, UNECE Regulation No. 10 (Methods according to Annexes 4 to 22, Tests according to Annex 7 to 10 and Annex 17 to 22) | ISO 17025
15076 | Electromagnetic Compatibility (EMC) Testing - Voltage Dips, Interruptions and Variations | Flexible Scope: EN 61000-4-11, IEC 61000-4-11 | ISO 17025
15077 | Electromagnetic Compatibility (EMC) Testing - Voltage Dips, Short Interruptions and Voltage Variations on DC Input Power Port | Flexible Scope: EN 61000-4-29, IEC 61000-4-29 | ISO 17025
15078 | Radio Testing - Canada - DTS, FHS and LE-LAN Devices | RSS-247:2017-02 | ISO 17030
15079 | Radio Testing - Canada - General Requirements | RSS-Gen:2019-03 | ISO 17026
15080 | Radio Testing - Canada - Licence-Exempt Radio Apparatus | RSS-210:2019-12 + A1:2020-04, RSS-310:2020-01 | ISO 17027
15081 | Radio Testing - Canada - RF Exposure | RSS-102:2015-03 | ISO 17025
15082 | Radio Testing - Canada - Ultra-Wideband (UWB) Devices | RSS-220:2009-03 + A1:2020-04 | ISO 17029
15083 | Radio Testing - Canada - Wireless Power Transfer Devices | RSS-216:2016-01 | ISO 17028
15084 | Radio Testing - Europe - Audio devices | Flexible Scope: ETSI EN 300 296, ETSI EN 301 357 | ISO 17025
15085 | Radio Testing - Europe - Broadband Radio Access Networks | Flexible Scope: ETSI EN 301 893 | ISO 17025
15086 | Radio Testing - Europe - RFID | Flexible Scope: ETSI EN 302 208 | ISO 17025
15087 | Radio Testing - Europe - Short Range Devices 1 GHz to 40 GHz | Flexible Scope: ETSI EN 300 440 | ISO 17025
15088 | Radio Testing - Europe - Short Range Devices 25 MHz to 1 GHz | Flexible Scope: ETSI EN 300 220-1, ETSI EN 300 220-2, ETSI EN 300 220-3-1, ETSI EN 300 220-3-2, ETSI EN 300 220-4 | ISO 17025
15089 | Radio Testing - Europe - Short Range Devices 9 kHz to 30 MHz | Flexible Scope: ETSI EN 300 330, ETSI EN 302 291-1, ETSI EN 302 291-2 | ISO 17025
15090 | Radio Testing - Europe - Wideband transmission systems | Flexible Scope: ETSI EN 300 328 | ISO 17025
15091 | Radio Testing - Europe - Wireless power transmission (WPT) systems | Flexible Scope: ETSI EN 303 417 | ISO 17025
15092 | Radio Testing - USA - FCC Part 15 Subpart C - Intentional Radiators | ANSI C 63.10-2013 | ISO 17025
15093 | Radio Testing - USA - FCC Part 15 Subpart E - U-NII Intentional Radiators without DFS | ANSI C 63.10-2013 | ISO 17025
15094 | Radio Testing - USA - FCC Part 15 Subpart F - UWB Intentional Radiators | ANSI C 63.10-2013 | ISO 17025
15095 | Radio Testing - USA - FCC Part 15 Subpart G - BPL Intentional Radiators (Access BPL) | ANSI C 63.10-2013 | ISO 17025
15096 | Radio Testing - USA - FCC Part 15 Subpart H - White Space Device Intentional Radiators | ANSI C 63.10-2013 | ISO 17025
15097 | Radio Testing - USA - RF Exposure | §2.1091 and §2.1093 of FCC CFR 47 Part 2 | ISO 17025
15098 | Chemical Analysis - Inert Gas Fusion Technique | EHH-3-86, ASTM E1019, ASTM E1409, ASTM E1447, ASTM E1915, ASTM E1937 | ---
15099 | Chemical Analysis - Optical Emission Spectroscopy (OES) | EHH-3-02 | n/a
15100 | Chemical Analysis - Optical Emission Spectroscopy OES / PMI-Test | EHH-3-03 | n/a
15101 | Chemical Analysis - RFA / PMI-Test | EHH-3-5 | n/a
15102 | Sampling and preparation of samples for the determination of chemical composition | EN 14284, EN 10276-1 | ISO 17025
15103 | Determination of dezincification resistance of copper alloys with zinc | DIN EN ISO 6509-1 | ---
15104 | Determination of resistance to intergranular corrosion of Nickel-based alloys | DIN EN ISO 9400, ASTM G28 | ISO 17025
15105 | Hydrogen Induced Cracking | DIN EN 10229, NACE TM 0284 | ISO 17025
15106 | Mass loss test according to Huey | DIN EN ISO 3651-1, ASTM A262 (Practice C) | ISO 17025
15107 | Resistance of stainless steels and related alloys against pitting and crecice corrosion | ASTM G48 | ISO 17025
15108 | Salt Spray Test | DIN EN ISO 9227, ASTM B117 | ---
15109 | Susceptibility to Intergranular Corrosion | DIN EN ISO 3651-2, DIN 50915, SEP 1877, ASTM A262 (Practice A, B, E) | ISO 17025
15110 | Hardness & Microhardness Testing | DIN EN ISO 6506-1, DIN EN ISO 6507-1, DIN EN ISO 6508-1, ASTM E10, ASTM E18, ASTM E384 | ISO 17025
15111 | Charpy Impact Testing | DIN EN ISO 148-1 | ISO 17025
15112 | Compression Test | DIN 50106, ASTM E9 | ---
15113 | Fatigue Crack Growth Testing | ISO 12108 | ISO 17025
15114 | Fatigue Testing | ISO 1099 | ISO 17025
15115 | Fracture Toughness Testing | ASTM E399 | ISO 17025
15116 | Iron & Steel - General Mechanical Testing | DIN EN 1561, DIN EN 1562, DIN EN 10164 | ISO 17025
15117 | Mechanical Testing of Steel Products | ASTM A370 | ISO 17025
15118 | Metallic Tube Testing | DIN EN ISO 8492, DIN EN ISO 8496 | ISO 17025
15119 | Notched bar impact test | DIN 50115 | ---
15120 | Residual stress measurement with gauge |  | ISO 17025
15121 | Tensile Testing - Ambient & Elevated Temperatures | DIN EN ISO 6892-1 Method B, ASTM E8, ASTM E21, ASTM A770 | ISO 17025
15122 | Weld Mechanical Testing | DIN EN ISO 9016, DIN EN ISO 4136, DIN EN ISO 5173, DIN EN ISO 9015-1, DIN EN ISO 9015-2, DIN EN 1320, DIN EN ISO 17660-1 (Para. 14, Para. 14.2, Para. 14.3, Para. 14.3), DIN EN ISO 17660-2 (Para. 14), DIN EN ISO 5178, DIN EN 1320, DIN EN 15048-2, DIN EN ISO 9015-1, DIN EN 1321 | ISO 17025
15123 | Coating Thickness Measurement | DIN EN ISO 1463 | ISO 17025
15124 | Degree of purity: Non-Metallic Inclusions | EN 10247 | ISO 17025
15125 | Etching Services | ASTM E340, ASTM E407, ASTM A604 | ISO 17025
15126 | General Metallographic Evaluation | DIN EN ISO 2639, DIN EN 10328, DIN 50190-3, SEP 1390, ISO 4968, DIN EN ISO 3887, DIN EN ISO 643, DIN 50602, SEP 1520, ASTM E112, ASTM E45 | ISO 17025
15127 | Macrographic examination by sulfur print (Baumann method) | ISO 4968 | ISO 17025
15128 | Metallographic Evaluation of Cast Iron | DIN EN ISO 945 | ---
15129 | Magnetic Particle Inspection | DIN EN ISO 9934-1, DIN EN ISO 17638, DIN EN 1369, DIN EN 10228-1, DIN EN ISO 10893-5, ASME Section V, Article 7 & 25 (2010), ASME Section VIII | ISO 17025
15130 | Nital Etch | AMS 2649 | ISO 17025
15131 | Penetrant Inspection | DIN EN 571-1, DIN EN ISO 3452-5, DIN EN ISO 3452-6, DIN EN 10228-2, DIN EN ISO 3452-2, DIN EN 1371-1, DIN EN 1371-2, ASME Section V (Article 6 & 24), ASME Section VIII | ISO 17025
15132 | Ultrasonic Inspection | DIN EN 583-4, DIN EN ISO 17640, DIN EN ISO 22825, DIN EN 10160, DIN EN 10228-3, DIN EN 10228-4, DIN EN 10307, DIN EN 10308, DIN EN 10246-6, DIN EN ISO 10893-8, DIN EN ISO 10893-9, DIN EN ISO 10893-10, DIN EN ISO 10893-11, DIN EN ISO 10893-12, SEP 1916, SEP 1917, DIN EN 12680-1, DIN EN 12680-2, DIN EN 12680-3, SEP 1923, DIN EN 10306, AD 2000-Merkblatt HP 5/3 2011-05, DIN ISO 4386-1, DIN EN 14127, ASME Section V, Article 4 & 5; ASME Section V, Article 4 & 5 & 23; ASME Section VIII, SEP 1921 | ISO 17025
15133 | Visual Inspection | DIN EN ISO 17637, DIN EN 13018, DIN EN 1370, DIN EN 10163-1, DIN EN 10163-2, DIN EN 10163-3, DIN EN ISO 8501-1, DIN EN ISO 8501-2, DIN EN ISO 8501-3 | ISO 17025
15134 | Weld Testing & Inspection | DIN EN 287, DIN EN ISO 15614, ASME Section 9 | ISO 17025
15135 | BTEX/VPH in Soil & Water by Gas Chromatography GC FID/MSD | B.C. Environmental Lab Manual, Monocyclic Aromatic Hydrocarbons /Volatile Hydrocarbons in Solids Modified TM ORG 001-93 | ISO 17025
15136 | BTEX/VPH in Soil & Water by Gas Chromatography GC FID/MSD | B.C. Environmental Lab Manual, Monocyclic Aromatic Hydrocarbons /Volatile Hydrocarbons in Water Modified, TM ORG 001-93 | ISO 17025
15137 | Chlorophyll | APHA, AWWA, WPCF, Standard Methods for the Examination of Water and Wastewater, 22nd ed., 2011, Method 10200H, Spectrophotometric Determination of Chlorophyll. Modified | ISO 17025
15138 | Elemental Sulfur | in house | ISO 17025
15139 | Extractable Petroleum Hydrocarbons in Soil and Water by GC FID | BC Environmental Lab Manual, Extractable Petroleum Hydrocarbons in Solids Modified | ISO 17025
15140 | Extractable Petroleum Hydrocarbons in Soil and Water by GC FID | BC Environmental Lab Manual, Extractable Petroleum Hydrocarbons in Water Modified, TM TEH 001-93 | ISO 17025
15141 | Hexavalent Chromium by Smartchem Discrete Analyzer | APHA 3500 Cr - D, TM INS007-60 | ISO 17025
15142 | HPC Pour Plate | 2017, APHA 9215 B Heterotrophic Plate Count – Pour Plate Method, 2016 | ISO 17025
15143 | Mercury by Cold Vapour UV - Soil | EPA 7471B, BCSALM, TM INS 002-60 | ISO 17025
15144 | Mercury in Water | EPA 245.7, TM WAT 021-60 | ISO 17025
15145 | Metals in Air Impinges | EPA Method 29 modified, TM INS 003-60 | ISO 17025
15146 | Metals in Soil (ICP-OES, ICP-MS) | EPA 6010B, TM INS 003-60 Prep: WI DIG 021-60, EPA 6020A, BCSALM, TM INS 005-60 | ISO 17025
15147 | Metals in Water (ICP-OES, ICP-MS) | EPA 6010B, TM INS 003-60, TM INS 005-60, EPA 200.8 | ISO 17025
15148 | Nitrogen Dioxide | Alberta Environment Method No. AEC 13536 modified, TM AIR 003-60 | ISO 17025
15149 | Oil and Grease in Soil and Water (Total & Mineral) | TM ENV 005-60, B.C. Environmental Lab Manual and APHA 5520B,F | ISO 17025
15150 | Organic Matter, Loss on Ignition and Volatile Solids in Soil | Method 3.8, TM SOIL 007-60 | ISO 17025
15151 | PbO2 Huey Plate and Candle: Total Sulfation | Alberta Environment Method No. AEC 14546 modified, TM AIR 010-60 | ISO 17025
15152 | pH and Conductivity in Soil | TM SOIL 003-60 | ISO 17025
15153 | pH in Water Samples | APHA 4500-H+ (manual), TM WAT 015-60 | ISO 17025
15154 | pH, EC, Alkalinity, Turbidity and Color | TM WAT 024-60, APHA 2510 B | ISO 17025
15155 | Phosphorus by Smartchem Discrete Analyzer | APHA 4500-P B&E modified, TM INS-006-60 | ISO 17025
15156 | Polycyclic Aromatic Hydrocarbons (PAH) in Soil and Water | B.C. Environmental Lab Manual, PAH Solids modified, TM ENV 004-60 | ISO 17025
15157 | Polycyclic Aromatic Hydrocarbons (PAHs) in Soil and Water | BC Environmental Lab Manual PAH Water, TM ENV 004-60 | ISO 17025
15158 | Psuedomonas aeruginosa by Pseudalert | ISO/TR 13843 Method Performance Validation for the Pseudalert/Quanti-Tray System for the Quantitative Detection of Pseudomonas aeruginosa in Water ( IDEXX- May 2011) | ISO 17025
15159 | Residual and Total Chlorine | APHA 4500 Cl - G, TM WAT 023-60 | ISO 17025
15160 | SLYM BART | SLYM-BART Biodetection Kit, Droycon Bioconcepts Inc., 315 Dewdney Ave, Regina, Saskatchewan | ISO 17025
15161 | Sulfate Reducing Bacteria | SRB-BART Biodetection Kit, Droycon Bioconcepts Inc. 315 Dewdney Avenue, Regina Saskatchewan | ISO 17025
15162 | Tannin & Lignin | American Public Health Association, Standard Methods for the Examination of Water and Wastewater, 22nd edition, 2011. APHA 5550 B Tannin and Lignin. Modified | ISO 17025
15163 | Total and Fixed Dust fall | Alberta Environment Method No. AEC 32020 modified, TM AIR 001-60 | ISO 17025
15164 | Total Coliforms and Escherichia coli Test by Colilert Method | TM MICR 001-60, APHA 9223B | ISO 17025
15165 | Total Coliforms, Fecal (Thermotolerant) Coliforms and E. coli - Membrane Filtration | TM MICR 092-60, APHA 9222 B, D, G | ISO 17025
15166 | Total Nitrogen, Total Carbon & Inorganic Carbon in Soil | Methods of Soil Analysis Part 3, Chapter 34, 37, TM SOIL 008-60 | ISO 17025
15167 | Turbidity in Water | APHA 2130, TM WAT 019-60 | ISO 17025
15168 | Mineral content determination |  | n/a
15169 | Assessment | Australian Building Code, Australian Standards, MFPE and various international standards | N/A
15170 | Compartmentation drawings | Australian Building Code, Australian Standards, MFPE and various international standards | N/A
15171 | Design of wet fire safety systems | Building Code of Australia and Australian Standards | N/A
15172 | Detail review | Australian Building Code, Australian Standards, MFPE and various international standards | N/A
15173 | Expert Witness | Australian Building Code, Australian Standards, MFPE and various international standards | N/A
15174 | Fire Risk | Australian Building Code, Australian Standards, MFPE and various international standards | N/A
15175 | Fire strategy report | Australian Building Code, Australian Standards, MFPE and various international standards | N/A
15176 | Heat transfer analysis (Finite Element) | Australian Building Code, Australian Standards, MFPE and various international standards | N/A
15177 | Heat transfer analysis (Hand Calculation) | Australian Building Code, Australian Standards, MFPE and various international standards | N/A
15178 | Means of escape modelling | Australian Building Code, Australian Standards, MFPE and various international standards | N/A
15179 | Means of escape modelling (Hand Calculation) | Australian Building Code, Australian Standards, MFPE and various international standards | N/A
15180 | Passive Fire Protection Inspection | Australian Building Code, Australian Standards, MFPE and various international standards | N/A
15181 | Radiation Analysis | Australian Building Code, Australian Standards, MFPE and various international standards | N/A
15182 | Review of wet fire safety systems | Building Code of Australia and Australian Standards | N/A
15183 | Smoke Modelling (CFD) | Australian Building Code, Australian Standards, MFPE and various international standards | N/A
15184 | Smoke Modelling (Zone) | Australian Building Code, Australian Standards, MFPE and various international standards | N/A
15185 | Electrical Equipment Calibation - Conductivity | According to Customer/Manufacturer specification | ISO/IEC 17025
15186 | Electrical Equipment Calibation - DC & Low frequency | According to Customer/Manufacturer specification | ISO/IEC 17025
15187 | Electrical Equipment Calibation - High voltage | According to Customer/Manufacturer specification | ISO/IEC 17025
15188 | Electrical Equipment Calibation - RF & Microwave | According to Customer/Manufacturer specification | ISO/IEC 17025
15189 | Equipment Calibation - Acoustics | According to Customer/Manufacturer specification | ISO/IEC 17025
15190 | Equipment Calibation - Flow | According to Customer/Manufacturer specification | ISO/IEC 17025
15191 | Equipment Calibation - Frequency and time | According to Customer/Manufacturer specification | ISO/IEC 17025
15192 | Equipment Calibation - Gas Analysis | According to Customer/Manufacturer specification | ISO/IEC 17025
15193 | Equipment Calibation - Mass | According to Customer/Manufacturer specification | ISO/IEC 17025
15194 | Equipment Calibation - Particle Counter | According to Customer/Manufacturer specification | ISO/IEC 17025
15195 | Equipment Calibation - Temperature & Humidity | According to Customer/Manufacturer specification | ISO/IEC 17025
15196 | Equipment Calibation - Volume | According to Customer/Manufacturer specification | ISO/IEC 17025
15197 | Mechanical Equipment Calibation - Pressure | According to Customer/Manufacturer specification | ISO/IEC 17025
15198 | Optical Equipment Calibation | According to Customer/Manufacturer specification | ISO/IEC 17025
15199 | Combustion Analysis (LECO) | Documented In-House Method TL CHEM04 using combustion techniques | ISO/IEC 17025:2005 & NADCAP
15200 | Graphite Furnace Atomic Absorption (GFAA) | n/a | ISO/IEC 17025:2005 & NADCAP
15201 | Inductively Coupled Plasma - Optical Emission Spectroscopy (ICP-OES) | Documented In-House Method TL CHEM03B & TL CHEM03C using ICAP ICP | ISO/IEC 17025:2005 & NADCAP
15202 | Inert Gas Fusion Analysis (LECO) | ASTM E1447, Documented In-House Method TL CHEM13A (Eltra ONH-2000) and TL/CHEM13B (LECO TC-400) using Inert Gas Fusion techniques, Documented In-House Method TL CHEM14 using Inert Gas Fusion techniques, Documented In-house method TL/CHEM 18 using Inert Gas Fusion Technique | ISO/IEC 17025:2005 & NADCAP
15203 | Optical Emission Spectroscopy (OES) | Documented In-House Method TL CHEM02 | ISO/IEC 17025:2005 & NADCAP
15204 | X-Ray Fluorescence (XRF) | Documented in-House Method TL CHEM16 | ISO/IEC 17025:2005 & NADCAP
15205 | Failure Analysis | N/A | -
15206 | Failure Analysis |  | ISO/IEC 17025:2005
15207 | Detecting detrimental intermetallic phases | ASTM A923 Method C | ISO/IEC 17025:2005
15208 | Pitting Corrosion | ASTM G48 Method A, BS 4515-2 Annex C | ISO/IEC 17025:2005
15209 | Susceptibility to Intergranular Attack | ASTM A262 Practices A and E | ISO/IEC 17025:2005 & NADCAP
15210 | Susceptibility to Intergranular Attack | ASTM G28 Method A | ISO/IEC 17025:2005
15211 | Hardness Testing (on-site testing available) | BS EN ISO 6506-1 , ASTM E10, BS EN ISO 6507-1, ASTM E92, BS EN ISO 6508-1, ASTM E18 | ISO/IEC 17025:2005
15212 | Low load and Microhardness Testing (Incl. Interior, Surface-Case Depth) | BS EN ISO 6507-1, ASTM E384 | NADCAP
15213 | Bend Testing | BS EN ISO 7438 | ISO/IEC 17025:2005 & NADCAP
15214 | Charpy Impact Testing (Including Crystallinity and Shear Determination) | BS EN ISO 148-1 , ASTM E23 , ASTM A370 , ASTM A923 (Method B) | ISO/IEC 17025:2005 & NADCAP
15215 | Crack Tip Opening Displacement - CTOD Testing (Fracture Toughness) | BS 7448-1:1991 (Partially replaced), BS 7448-2:1997 (Withdrawn), BS EN ISO 15653, ISO 12135, EEMUA 158:3rd Edition, BS 7448-2:1997(Withdrawn), BS EN ISO 15653
15216 | Ring Flaring, Ring Flattening (of Rings/Tubes in compression) | ASTM A370, BS EN ISO 8492, ASTM A106/A106M, ASTM A530/A530M | ISO/IEC 17025:2005
15217 | Tensile Testing - Metals (Ambient & Elevated Temperatures) | BS EN ISO 6892-1, BS EN 2002-1, BS 4A.4:Part 1, ASTM A370, ASTM E8/E8M, BS EN ISO 6892-2, ASTM E21 | ISO/IEC 17025:2005 & NADCAP
15218 | Through Thickness Tensile | BS EN 10164, ASTM A770/A770M | ISO/IEC 17025:2005
15219 | Metallographic Examination - Austenite Spacing, Detecting detrimental Intermetallic phases | DNV-RP-F112 Section 7, ASTM A923 Method A | ISO/IEC 17025:2005
15220 | Metallographic Examination - Macro Examination | Document In-House Method | NADCAP
15221 | Metallographic Examination - Microstructural Examination, Grain Size, Inclusion Content, Volume Fraction | DIHM EX-G-OP-MET-X-MD 25217, API STD 6ACRA, ASTM E112 Comparison and Intercept methods, ASTM E45, ASTM E562 | ISO/IEC 17025:2005 & NADCAP
15222 | Metallographic Examination - Near Surface Examinations - Carburization / Decarburization, Alloy Depletion, Alpha Case (Wrought Titianium), IGA / IGO | Document In-House Methods | NADCAP
15223 | Metallographic Examination - Replication Metallography | Document In-House Method | NADCAP
15224 | Scanning Electron Microscopy (SEM) Examination / Fractography | Document In-House Method | -
15225 | Nital Etch | AMS 2649 | ISO/IEC 17025:2005
15226 | Specimen Heat Treating | Document In-House Method, AMS 2750 | NADCAP
15227 | Standard Specimen Machining |  | n/a
15228 | Weld Testing: Bend, Hardness, Charpy Impact, Tensile, Micro and Macro-examination |  | ISO/IEC 17025:2005 & NADCAP
15229 | Weld Testing: Fracture, CTOD (Incl. HAZ Validation), in accordance with specified welding codes | BS EN 287-1, BS EN 288-9 :1999 (Withdrawn), BS 4515-1, BS 4515-2, BS 4871-3 (Withdrawn), BS 4872-1, BS 4872-2, BS EN ISO 9606-1, BS EN ISO 9606-2, BS EN ISO 15614-1, BS EN ISO 15614-2, BS EN ISO 4136, BS EN ISO 5173, BS EN ISO 5178, BS EN ISO 9015-1, BS EN ISO 9016, BS EN ISO 9017, BS EN ISO 17639, PD 5500, ASME BPVC IX, AWS D1.1/D1.1M, ASME B31.3, API 1104, API 5L, API 6A, DNV-OS-F101, EEMUA 158 :3rd Edition, BS 7448-2 :1997 (Withdrawn), BS EN ISO 15653 | ISO/IEC 17025:2005
15230 | Electrical - DC & Low frequency | According to Customer/Manufacturer specification | N/A
15231 | Electrical Equipment Calibration - DC & Low frequency | According to Customer/Manufacturer specification | N/A
15232 | Equipment Calibration - Temperature & Humidity | According to Customer/Manufacturer specification | N/A
15233 | Temperature & Humidity Testing | According to Customer/Manufacturer specification | N/A
15234 | Apparent and Tapped Density of Powders | ASTM B417, ISO 3923-1, EN 23923-1, ISO 3953, ASTM B527 | N/A
15235 | Flow Properties of Powders | ISO 4490, ASTM B213 | N/A
15236 | Geometrical product specifications (GPS) - Surface texture | ISO 4287, ISO 4288 | N/A
15237 | LASER Process Granulometry of Powders (morphology - MEB) | ASTM B822, ISO 13320 | N/A
15238 | Resistance to liquids - Paints & varnishes (Water Immersion) | ISO 2812-2 | N/A
15239 | Sampling and preparation of samples for the determination of chemical composition | EN 14284, EN 10276-1 | ISO 17025
15240 | Sieve Analysis of Metal Powders (Granulometry) | ASTM B214 | N/A
15241 | Failure Analysis of broken testing specimens | according curstomer requirements | ISO 17025
15242 | Bombardier Corrosion Testing | BAERD-GEN-018-5A | ISO 17025, Nadcap
15243 | Exfoliation Corrosion Susceptibility (EXCO Test) | ASTM G34 | Nadcap (micro only)
15244 | Filiform Corrosion Testing - Paints and varnishes on Aluminum alloys | EN 3665 | N/A
15245 | Hydrogen Embrittlement | EN 2832 | Nadcap for EN 2832, not for F519
15246 | Salt Spray Testing | ASTM B117, ISO 9227, S400 GE (Q) | ISO 17025, Nadcap
15247 | Stress-Corrosion Cracking | ASTM G47, ASTM G49, ASTM G44 | N/A
15248 | Susceptibility to Intergranular Attack | ASTM F2111-A, ASTM G110 | N/A
15249 | Rockwell Hardness Testing | ISO 4516, ISO 6506-1, ASTM E10, ISO 6507, ISO 6508, ASTM E18, BAERD-GEN-018-3D, ASTM E92, M1, M3, NF EN ISO 6507-1, ASTM E384, Z04, ASTM E384 | ISO 17025, Nadcap
15250 | Adhesives Testing | ISO 2819 | N/A
15251 | Analysis on laser trimming specimens - dimensional control and micrographic control on titanium, stainless steel and inconel | Airbus specifications AIPS / AIPI 03-09-001 | n/a
15252 | Bearing Strength (Pin Configuration) | ASTM E238 | N/A
15253 | Bend Testing - Metals | EN 2002-6 | N/A
15254 | Charpy Impact Testing | NF EN ISO 148-1 | ISO 17025, Nadcap
15255 | Compression Testing - Metals | ASTM E9, Z15, CT | ISO 17025, Nadcap
15256 | Creep & Stress Rupture Testing | ASTM E292 and ASTM E139 | ISO 17025
15257 | Cross-Cut Test - Paints & Varnishes | ISO 2409 | N/A
15258 | Fasteners and Joints Testing: Tensile, Fatigue and Shear | NASM 1312-12, NASM 1312-13, NASM 1312-18, NASM 1312-04, NASM 1312-08 | N/A
15259 | Fatigue Crack Growth Testing | ISO 12108 | ISO 17025
15260 | Fatigue Crack Growth Testing (Crack Propogation da/dn) | ASTM E647 | ISO 17025, Nadcap
15261 | Fatigue Testing | ISO 1099 | ISO 17025
15262 | Fiber Metal Laminates Testing (Glare materials) | AITM 1-0047, AITM 1-0048, AITM 1-0049, AITM 1-0050-A / B, AITM 1-0059 | NADCAP (AITM 1.0047 only)
15263 | Fracture Toughness Testing (K1c) | ASTM E399, NF EN ISO 12737, ASTM B645 | ISO 17025, Nadcap
15264 | Impact Bend Testing | ISO 148-1 | ISO 17025
15265 | Material Fatigue Testing (High & Low Cycle) - e-N Curves and strain life coefficients; coffin-manson | ASTM E466, NF EN ISO 6072, S400 GE (O), ASTM E606, ISO 12106, Z32, BAERD-GEN-018-2B | ISO 17025, Nadcap
15266 | Material Fatigue Testing (High Cycle) | EN 6072 (ASTM E466) | ISO 17025, Nadcap
15267 | Mechanical Testing of Composite Materials | BAERD-GEN-018-2C | Nadcap
15268 | R-Curve Testing | ASTM E561 | N/A
15269 | Residual Stress Testing |  | ISO 17025
15270 | Shear Testing - Metals | ASTM B769 | N/A
15271 | Static Testing - Metals | BAERD-GEN-018-2A, Z31 | ISO 17025, Nadcap
15272 | Strain Measurement - Compression | 1.2.3 | NADCAP
15273 | Strain Measurement - Flexural | 1.4.3 | NADCAP
15274 | Strain Measurement -Shear | 1.3.6 | NADCAP
15275 | Tensile Testing - Metals (Ambient Temperatures ONLY) | EN 2002-2, EN 2002-1, ASTM E8, ASTM B557, NF EN ISO 6892-1 (meth. A & B), NF EN 2002-1, Spec GE S400 (code A), NF EN ISO 6892-2 (meth. A & B), NF EN 2002-2, Spec GE S400 (code B) | ISO 17025, Nadcap, Bombardier
15276 | Through-Hole Tension Strength | AITM 1.0007 | NADCAP
15277 | Young's Modulus, Tangent Modulus and Chord Modulus | ASTM E111 | N/A
15278 | Film & Coating thickness Measurements | ISO 1463, ISO 2360, ISO 2808 | ISO 17025
15279 | General Metallographic Examination - Includes: Alpha Case, Grain Size, Inclusion Content, Cleanliness, Microetching, Microstructure and Grain size, Near Surface Examinations – Microindentation (Surface – Case Depth), Intergranular Attack, Alpha Case (Wrought & Cast), Nital Etching, Optical metallography, Depth of Decarburization, Surface Contamination | Internal procedure MD61 and MD62, SNECMA DMC205, AIRBUS ADET0161, GEAE F3TF19-S3, S400 GE (L), ASTM E112, ASTM E45, ASTM E45, ASTM E340, ASTM E45, S400 GE (L), ASTM E407, ASTM E112, E3, ISO 643, L5, L7, L8, L9, IFC 40-501-01, ISO 3887, EN 2003-9 (Method A & B), BAERD-GEN-018-3A, BAERD-GEN-018-3B, BAERD-GEN-018-3C, ASTM E3, ASTM E407, S400 GE (L), ASTM E112, ASTM E340, Z18, Z21, Z22, EN 10247 | ISO 17025, Nadcap
15280 | General Metallographic Sample Preparation | ASTM E3 | ISO 17025, Nadcap
15281 | Macrographic examination by sulfur print (Baumann method) | ISO 4968 | ISO 17025
15282 | Scanning Electron Microscopy (SEM) / Energy Dispersive Xray Spectroscopy (EDS) | no specification | N/A
15283 | Eddy Current Testing (Electrical Conductivity) *light alloys only* | EN 2004-1 | N/A
15284 | Apparent Density | ASTM B212-13 | ISO 17025, Nadcap
15285 | Flowability - Carney Funnel | ASTM B213 or ISO 4490 | ISO 17025, Nadcap
15286 | Laser size distribution | ASTM B822 | ISO 17025, Nadcap
15287 | Sieve analysis 20, 63, 75 µm | ASTM B214 | ISO 17025, Nadcap
15288 | Tap density | ASTM B527 | ISO 17025, Nadcap
15289 | Low stress grinding | P1TF79 C1 A B | ISO 17025
15290 | Preparation - Cast Specimens | Z3 | ISO 17025, Nadcap
15291 | Specimen Conditionning (VH) | EN 3615 | NADCAP
15292 | Specimen Heat Treatment - Very limited (specific jobs) | IFC 40-606-01 | N/A
15293 | Specimen Machining: Fatigue Specimens | EN 6072 | ISO 17025, Nadcap
15294 | Standard Specimen Machining & Preparation | Generic service nane in Airbus System | ISO 17025, Nadcap
15295 | Chemical Analysis |  | ISO 17025
15296 | AIRR Compliance to AGS PTP | ISO17043 | ISO 17043
15297 | Salt Spray Corrosion Testing |  | ISO 17025
15298 | Hardness & Microhardness Testing |  | ISO 17025
15299 | Bend Testing |  | ISO 17025
15300 | Brittleness Testing |  | ISO 17025
15301 | Compression Testing - Composites |  | ISO 17025
15302 | Creep & Stress Rupture Testing |  | ISO 17025
15303 | Fatigue Crack Growth Testing |  | ISO 17025
15304 | Fracture Toughness Testing |  | ISO 17025
15305 | Impact Testing |  | ISO 17025
15306 | Material Fatigue Testing |  | ISO 17025
15307 | Peel Testing |  | ISO 17025
15308 | Shear Testing |  | ISO 17025
15309 | Tensile Testing |  | ISO 17025
15310 | General Metallographic Examination - Includes: Grain Size, Alpha Case, Alloy Depletion, Inclusion Rate, Porosity, Detection of Intermetallic Phases |  | ISO 17025
15311 | Eddy Current Testing (Electrical Conductivity) |  | ISO 17025
15312 | Differential Scanning Calorimetry (DSC) |  | ISO 17025
15313 | Thermal Analysis - Dynamic Mechanical Analysis (DMA) - Measures stiffnes, damping, curing, modulus, glass transition temperature (Tg), etc. |  | ISO 17025
15314 | Weld Testing & Inspection |  | ISO 17025
15315 | Dimensional Equipment Calibration - Length | According to Customer specification | N/A
15316 | Dimensional Equipment Calibration - Length | According to Customer/Manufacturer specification | ISO/IEC 17025
15317 | Electrical Equipment Calibration - DC & Low frequency | According to Customer/Manufacturer specification | N/A
15318 | Equipment Calibration - Flow | According to Customer/Manufacturer specification | N/A
15319 | Equipment Calibration - Frequency and time | According to Customer/Manufacturer specification | N/A
15320 | Equipment Calibration - Mass | According to Customer/Manufacturer specification | N/A
15321 | Equipment Calibration - Temperature & Humidity | According to Customer/Manufacturer specification | N/A
15322 | Equipment Calibration - Volume | According to Customer/Manufacturer specification | N/A
15323 | Mechanical Equipment Calibration - Acceleration | According to Customer/Manufacturer specification | N/A
15324 | Mechanical Equipment Calibration - Force | According to Customer/Manufacturer specification | N/A
15325 | Mechanical Equipment Calibration - Pressure | According to Customer/Manufacturer specification | N/A
15326 | Mechanical Equipment Calibration - Torque | According to Customer/Manufacturer specification | N/A
15327 | Optical Equipment Calibration | According to Customer/Manufacturer specification | N/A
15328 | Environmental Testing | CEPT 01-03-L-311 | ISO 17025
15329 | Axial and Bending, Static Testing (Push/Pull & Bend Testing) | DVM 0019-ST; RBA 245 (Axle Tech) | ISO 17025
15330 | Barrier Bumper Impact Testing | CMVSS 215 | ISO 17025
15331 | Buzz, Squeak and Rattle | GMW 7293 | ISO 17025
15332 | Equivalent Stiffness Test and Analysis | CEPT 01-01-L-601 | ISO 17025
15333 | Experimental Modal Analysis | CETP 01-12-E-404; GMW 14096 | ISO 17025
15334 | Fatigue Testing: Axial, Bending, Torsional (Torque) | DVM 0019-ST; SAE J684, LP-9301 | ISO 17025
15335 | flexural fatigue testing on components |  | ISO 17025
15336 | Four Post (Wheel) Road Simulator | U0902B | ISO 17025
15337 | Multi-Axis Shaker Table (MAST) - Multi-Axis Simulation Table | DVM 0009-ST; ATE N 656; (Continental Teves) | ISO 17025
15338 | NVH – Noise, Vibration, and Harshness - resonant frequency analysis (vibration) | DIN EN 60068-2-6 | n/a
15339 | Pendulum Bumper Impact Testing | FMVSS 581 | ISO 17025
15340 | Road Noise and Vibration Measurements | VADA 06-044 | ISO 17025
15341 | Sound Quality, Sound Intensity and Sound Pressure Analysis | GMW 7293; GMW 14011 | ISO 17025
15342 | Spindle-Coupled Road Simulator | GMN10124 SOP | ISO 17025
15343 | Static Testing | GM 7454, GM 277, GM 9842P;, GMW 3067, GMW 7699, GMW 7000, GMW 9123;, LP 9606, LP 9611, LP 9301, LP 9533, LP 9605 | ISO 17025
15344 | Vehicle and Laboratory Data Acquisition | CETP 00.00-R-395; SLTID51601 | ISO 17025
15345 | Apparent Porosity - Refractory | ASTM C20 | Non Accredited
15346 | Apparent Porosity - Refractory | ASTM C20 | Non Accredited
15347 | Bulk Density - Refractory | ASTM C134 | Non Accredited
15348 | Bulk Density - Refractory | ASTM C134 | Non Accredited
15349 | Cold Crushing Strength - Refractory | ASTM C133 - 97 (Reap 2015) | Non Accredited
15350 | Cold Crushing Strength - Refractory | ASTM C133 - 97 (Reap 2015) | Non Accredited
15351 | Calibrate ultrasonic flaw detectors |  | n/a
15352 | Calibration of Flow Meters |  | n/a
15353 | COMTEC certified | COMTEC | n/a
15354 | ​Diffuse Reflectance Infrared Fourier Transform Spectroscopy (DRIFTS)
15355 | Ablation testing |  | n/a
15356 | Acute Inhalation Toxicity |  | n/a
15357 | Airborne Particle Count Testing |  | n/a
15358 | Analysis of waste engine oil: [arsenic, barium (ppm), beryllium (ppm), cadmium (ppm), chromium (ppm), lead (ppm), nickel (ppm), zinc (ppm), ash (% w/w), PCBs (ppm), total halogens (ppm), total organic halogens (ppm), flash point (0F), sulfur (% w/w), nitrogen (% w/w)] |  | n/a
15359 | Auger Microscopy |  | n/a
15360 | Autoignition Temperature of Liquid Chemicals | ASTM E659 | n/a
15361 | Biobased Content of Solid, Liquid, and Gaseous Samples | ASTM D6866 | n/a
15362 | biological testing on potential blood samples |  | n/a
15363 | Biomass (Manure) Analysis on Foreign (non-US) Samples |  | n/a
15364 | Bisphenol-A (BPA) Detection (St. Paul can subcontract as part of a larger project) |  | n/a
15365 | Chemical & Vapor Permeability Testing |  | n/a
15366 | Chemical Analysis of Fertilizer |  | n/a
15367 | Chemical Analysis of Silver (Purity) |  | n/a
15368 | Chemical analysis on Adhesives | Sellafield Spec ES 5363 | n/a
15369 | Chemical Analysis on Stone Material |  | n/a
15370 | Chemical Analysis/Toxocity per California Prop 65 |  | n/a
15371 | Chemical, Mass Spectrometric, and Spectrochemical Analysis of Nuclear-Grade Boron Carbide | ASTM C791
15372 | Chlorates in isolated soy protein |  | n/a
15373 | Chlorine/Chlorides on oil /degreaser |  | n/a
15374 | Chloroxylenol (PCMX) |  | n/a
15375 | Circular Dichroism Analysis (Circular Dichroism Spectroscopy) |  | n/a
15376 | CO2 monograph testing
15377 | CO2 Permeability (Carbon Dioxide Permeability) |  | n/a
15378 | Cold Upsetting Test per EN-10263-1 | EN 10263-1 | n/a
15379 | Composition of an Unknown EC Type Pesticide |  | n/a
15380 | Concentration of Sulfuric Acid in Gas Samples |  | n/a
15381 | Concentration/Percent of Fructose, Sucrose, and/or Glucose |  | n/a
15382 | Contamination of Printed Circuit Boards (PCBs) | IPC-TM-650 / 2.3.25 | n/a
15383 | Cooling Characteristics of Quench Oils by Cooling Curve Analysis |  | n/a
15384 | Crosshole ("crosswell") seismic tests in boreholes | n/a | n/a
15385 | Deformulation of UV paint bubble formula |  | n/a
15386 | Density (kg/m^3) of water and other liquids |  | n/a
15387 | Determining Wood Species of Wood Trim and Wood Products (St. Paul can refer to lab in Minneapolis) |  | n/a
15388 | Dichloromethane testing on a medical polymer |  | n/a
15389 | Dynamic Headspace Concentration Gas Chromatography-Mass Spectroscopy (DHC GC/MS) |  | n/a
15390 | Dynamic viscosity (kg/(s m) or kinematic viscosity (m^2/s) of water or other liquids |  | n/a
15391 | Electrophoresis on petroleum based oil and vegetable oil | n/a
15392 | Emissivity Testing | ASTM E1933 | n/a
15393 | Etching of Beryllium Copper |  | n/a
15394 | Examination and Analysis of Hardened Masonry Mortar | ASTM C1324 | n/a
15395 | Fluid (Oil) Cleanliness - SAE AS4059 | SAE AS4059 | n/a
15396 | FMEA / how ATRU responds to open phase |  | n/a
15397 | Formaldehyde in Laminate Flooring |  | n/a
15398 | Fuel Aromatic Content - Paragon Labs USA |  | n/a
15399 | Fume Testing (Fumes released from textile) |  | n/a
15400 | Gel Permeation Chromatography (GPC) |  | n/a
15401 | Giardia in water | n/a
15402 | Hand Cleaner Testing |  | n/a
15403 | High level H2S Testing |  | n/a
15404 | Hydraulic Fluid Testing & Analysis |  | n/a
15405 | Hydrochloric Acid Concentration Testing in Gas Samples |  | n/a
15406 | Hydrogen Solubility (Surface / Bulk) |  | n/a
15407 | Hydrolyzable Chloride Content of Liquid Epoxy Resins (ASTM D1726) | ASTM D1726 | n/a
15408 | Ion Chromatography Mass Spectrometry (IC-MS)
15409 | Limiting Oxygen Index (LOI) |  | n/a
15410 | Linear Thermal Expansion of Solid Materials With a Push-Rod Dilatometer | ASTM E228
15411 | Liquid Chromatography/Mass Spectrometry (LC/MS) |  | n/a
15412 | Lubricants - Petroleum |  | n/a
15413 | Measurement of Internal Stress of Plated Metallic Coatings with the Spiral Contractometer | ASTM B636 | n/a
15414 | Mercury Free Analysis | MIL-STD-2041 | n/a
15415 | Minimal Ignition Temperature​
15416 | Molecular Weight |  | n/a
15417 | Naturally Occurring Radioactive Materials (NORM) | n/a | n/a
15418 | Neat Heating Value of Fuel | ASTM D240 | n/a
15419 | Oligomer content |  | n/a
15420 | Particle Size Testing of Water/Water Filtration Systems |  | n/a
15421 | Permeability of Granular Soils (Constant Head) | ASTM D2434 | n/a
15422 | Permeability of Granular Soils (Constant Head) | ASTM D2434 | n/a
15423 | Permeation of Hoses by Gasoline | CFR 42 | n/a
15424 | Propylene Glycol |  | n/a
15425 | Pyrolysis Gas Chromatography-Mass Spectroscopy (GC/MS) |  | n/a
15426 | Radioactivity of dental ceramic ISO 6872:2008 | ISO 6872:2008 | n/a
15427 | Residual Boric Acid Testing |  | n/a
15428 | Scanning Acoustic Microscopy |  | n/a
15429 | Size Exclusion Chromatography (SEC) |  | n/a
15430 | Soap Testing (Accutest in Louisiana) |  | n/a
15431 | Sorbent Performance of Absorbents | ASTM F716, ASTM F726 | n/a
15432 | Specific heat (kW/(kgC) of water and other liquids |  | n/a
15433 | Specific Heat of Metals |  | n/a
15434 | SPF Rating Testing |  | n/a
15435 | Sphericity measurement of Ball Bearings |  | n/a
15436 | Staining Potential of Materials |  | n/a
15437 | Sterilizing Light Testing (UV-C) |  | n/a
15438 | Tar Acids in Creosote-Coal Tar Solutions | ASTM D453 | n/a
15439 | Tar Acids in Creosote-Coal Tar Solutions | ASTM D453 | n/a
15440 | Textile Composition |  | n/a
15441 | Thermal Conductivity of Metals *See St. Paul* |  | n/a
15442 | Thermal conductivity per ASTM E1530, Guarded Hot Plate | ASTM E1530 | n/a
15443 | Thermal Insulation Testing | ASTM C692, ASTM C795, ASTM C871 | n/a
15444 | Thermal Reflectivity/thermal Properties of Light |  | n/a
15445 | UV Absorption Coefficient - ASTM D3349 | ASTM D3349 | n/a
15446 | viscosity testing for a neat resin | ASTM D4473 | n/a
15447 | White Layer Testing |  | n/a
15448 | White Light Interferometer |  | n/a
15449 | Zylene Levels in Paint |  | n/a
15450 | Conflict Mineral Compliance Request (CMCR) - Consulting |  | n/a
15451 | NACE Corrosion Training Courses | NACE
15452 | Safety Specification for Children's Toys | ASTM F963 | n/a
15453 | Safety Specification for Children's Toys | ASTM F963 | n/a
15454 | Standard Consumer Safety Performance Specification for Home Playground Equipment | ASTM F1148 | n/a
15455 | Whether or not a product is considered a children's product according to CPSIA |  | n/a
15456 | ASTM G61 - Corrosion Potential | ASTM G61 | n/a
15457 | Cavitation Erosion Using Vibratory Apparatus | ASTM G32-16 | n/a
15458 | Erosion Tests by Solid Particle Impingement Using Gas Jets | ASTM G76 | n/a
15459 | Rust Protection by Metal Preservatives in a Humidity Cabinet | ASTM D1748 | n/a
15460 | Rust Water Torture Testing |  | n/a
15461 | Sodium-Chloride Immersion Testing | EN 3212 | N/A
15462 | Testing in Hydrochloric Gas |  | n/a
15463 | Metrology testing with high quality measurement equipment such as a Coordinate Measuring Machine (CMM) |  | n/a
15464 | Non-Linear Dimensional Inspection |  | n/a
15465 | Electric Circuit Board Test | IPC-CC-830 | n/a
15466 | Electrical resistance (Resistivity) | ASTM B193, ASTM D3633, ASTM G187, ASTM A712, ASTM D6120 | n/a
15467 | Tire Pressure Monitornig Systems | SAE J1113 | n/a
15468 | Acoustic Materials Flammability Testing |  | n/a
15469 | Acoustic Performance of Ear Protection and Ear Phones |  | n/a
15470 | Acoustic Stress Testing |  | n/a
15471 | ASTM D1748 - Rust Protection by Metal Preservatives in the Humidity Cabinet | ASTM D1748 | n/a
15472 | Compressive Strength of Bituminous Mixtures | AASHTO T167 | n/a
15473 | Corrosion/UV aging per ISO 20340 | ISO 20340 | n/a
15474 | Delta C13 Gas Analysis |  | n/a
15475 | Determination of the Limiting Oxygen Concentration of Dust Clouds | ASTM E2931, EN 14034-4 | n/a
15476 | Dust Swirl Testing (Air Induction Systems - Air Cleaner and Duct Assembly) | PF.90084 | n/a
15477 | Effect of Water and Compression of Compacted Bituminous Mixtures | AASHTO T165 | n/a
15478 | Environmental Testing of Radioactive Materials
15479 | Explosible Concentration of Combustible Dusts | ASTM E1515 | n/a
15480 | Fire test for Window and Glass Block Assemblies | NFPA 257 | n/a
15481 | Flame testing per CFR Title 14 | CFR Title 14 | n/a
15482 | Flammability of Liquids |  | n/a
15483 | Flammability testing on fabric per NFPA 704 | NFPA 704 | n/a
15484 | Glow Wire Flammability Test for End Products | IEC 60695-2-111 | n/a
15485 | Ground Water Testing for Gallium, Germanium and Tungsten |  | n/a
15486 | Helium Leak Testing |  | n/a
15487 | Herbicide Testing on Soil |  | n/a
15488 | Hot Surface Ignition Temperature of Dust Layers | ASTM E2021 | n/a
15489 | Leak Testing per MIL-STD-202 | MIL-STD-202 Method 112E | n/a
15490 | Minimum Auto-Ignition Temperature of Dust Clouds | ASTM E1491 | n/a
15491 | Minimum Ignition Energy of a Dust Cloud | ASTM E2019 | n/a
15492 | Outgassing - Micro-VCM test | ECSS-Q-ST-70-02C
15493 | Photoelastic Measurements of Birefringence and Residual Strains in Transparent or Translucent Plastic Materials | ASTM D4093 | n/a
15494 | Pore Volume of Soil and Rock |  | n/a
15495 | Pressure and Rate of Pressure Rise of Combustible Dusts | ASTM E1226 | n/a
15496 | Standard for Helmets Used in Recreational Snow Sports | ASTM F2040 | n/a
15497 | Standard for Seating Systems | FMVSS 207 | n/a
15498 | Static electrification | ASTM D4470 | n/a
15499 | Surface and Interfacial Tension |  | n/a
15500 | Tannins (Proanthocyanidins) in Food Products |  | n/a
15501 | Testing in a Gaseous Ammonia Environment | n/a | n/a
15502 | Thermal Heat Rejection |  | n/a
15503 | Vacuum Bake Out
15504 | Wind Tunnel Testing |  | n/a
15505 | Wind Tunnel Testing |  | n/a
15506 | conveyor belt fire testing | BS EN 14973 (underground conveyors) and BS EN 12882 (general purpose conveyors) flame tests BS EN ISO 340 , BS EN 12881-1 , BS EN 1554
15507 | Fire Test for Heat and Visible Smoke Release for Discrete Products and Their Accessories Installed in Air-Handling Spaces | UL 2043
15508 | Flammability Testing | ECSS-Q-ST-70-21C​
15509 | Nanohardness Testing |  | n/a
15510 | Nanoindentation Testing |  | n/a
15511 | Penetrometer Hardness |  | n/a
15512 | Scleroscope Hardness Testing of Carbon and Graphite Materials | ASTM C886 | n/a
15513 | Ablation testing |  | n/a
15514 | Accelerated Stone Polish value using British wheel | ASTM D3319 | n/a
15515 | Accessibility of Surface Systems Under and Around Playground Equipment | ASTM F1951 | n/a
15516 | ANSI 18.16.1 Fastener Testing | ANSI 18.16.1 | n/a
15517 | ASTM D3835 - Capillary Rheometry Shear Sweep, Thermal Stability - Measures apparent viscosity, resistance to flow | ASTM D3835 | n/a
15518 | Ballistics Testing (velocity) |  | n/a
15519 | Biaxial Tension |  | n/a
15520 | Compatibility of cylinder and valve materials with gas contents -- Part 3: Autogenous ignition test for non-metallic materials in oxygen atmosphere | ISO 11114-3 | n/a
15521 | Critical Fall Testing per ASTM F1292 (Impact Attenuation of Surfacing Materials for Playground Equipment) | ASTM F1292 | n/a
15522 | Draize testing |  | n/a
15523 | Dynamic Tear Testing | ASTM E604 | n/a
15524 | Dynamic Tear Testing | ASTM E604 | n/a
15525 | Engineered Wood Fiber for Use as a Playground Safety Surface Under and Around Playground Equipment | ASTM F2075 | n/a
15526 | Engineered Wood Fiber for Use as a Playground Safety Surface Under and Around Playground Equipment | ASTM F2075 | n/a
15527 | Erichsen Cupping Test | ISO 20482 | n/a
15528 | Force Testing on impact attenuator, also known as a crash cushion, crash attenuator, or cowboy cushion |  | n/a
15529 | Four Ball Wear Test for Lubricating Fluid | ASTM D4172 | n/a
15530 | Gelbo Flex Durability Testing – ASTM F392 | ASTM F392 | n/a
15531 | Harmonic Fatigue Testing (Vibrational Fatigue) |  | n/a
15532 | High Visibility Jackets | EN 471
15533 | Hole Expansion Index (HEI) |  | n/a
15534 | Hole expansion ratio in metallic sheets and strips | ISO 16630 | UTP
15535 | Hydrogen Embrittlement Testing per ASTM F1459 | ASTM F1459 | n/a
15536 | Impact Testing of Foam |  | n/a
15537 | Impact Testing: IK08 & IK09 | EN 62262 | n/a
15538 | Industrial Glove Cut Resistance Testing (ANSI/ISEA 105) | ANSI 105, ISEA 105 | n/a
15539 | Internal blinds safety devices - Protection from strangulation hazards | EN 16434 | n/a
15540 | Izod Impact testing on Glass |  | n/a
15541 | Junkers Testing - Transverse Vibration for Self-Loosening Behavior of Bolted Joints | DIN 65151 | n/a
15542 | Needle Penetration of Wax | ASTM D1312 | n/a
15543 | Newark Flex Test (Leather Interior Materials) | ASTM D2097 | n/a
15544 | Penetration Testing of Needles Used in Surgical Sutures | ASTM F3014 | n/a
15545 | Physical, chemical and biological testing of plastic containers for parenterals (Check with CascadeTek) | ISO 15747 | n/a
15546 | Plastic containers for intravenous injections | ISO 15747 | n/a
15547 | Progressive Scratch Testing | ASTM C1624, ISO 20502 | n/a
15548 | Pulse Discrimination Analysis |  | n/a
15549 | Relative Viscosity - ASTM D789 | ASTM D789 | n/a
15550 | Roating bending Fatigue on Soild Round Fine Wire | ASTM E2948 | n/a
15551 | Root Canal Instrument Testing (Mechanical, Stiffness, etc.) | ISO 3630-1 | n/a
15552 | Rubber Property-Abrasion Resistance (Footwear Abrader) - NBS Abrasion | ASTM D1630 | n/a
15553 | Rubber Roofing Material Testing | ASTM F1292, ASTM E1317, ASTM D5602, ASTM D5635, ASTM D395, ASTM D518, ASTM D624, ASTM D813, ASTM D1052, ASTM D2240, ASTM D5963 | n/a
15554 | Rubber Roofing Material Testing | ASTM F1292, ASTM E1317, ASTM D5602, ASTM D5635, ASTM D395, ASTM D518, ASTM D624, ASTM D813, ASTM D1052, ASTM D2240, ASTM D5963 | n/a
15555 | Scribe Testing per ASTM D3539 | ASTM D3539 | n/a
15556 | Scrub Resistance of Wall Paints | ASTM D2486 | n/a
15557 | strain field measurements with very high-speed camera (video) |  | n/a
15558 | Stress Testing of Die Sets |  | n/a
15559 | Surface roughness by laser interferometer |  | n/a
15560 | Surface Tension Testing using Contact Angle Measurements | ASTM D7490 | n/a
15561 | Taber Stiffness Testing | ASTM D5342, ASTM D5650 | n/a
15562 | Temperature Ratings for Cold Weather Protective Clothing | ASTM F2732 | n/a
15563 | Torque Testing | ISO 11040 | n/a
15564 | Torque Testing on Eyebolts |  | n/a
15565 | Torsional-shear modulus | ASTM E143 | n/a
15566 | Two-Dimensional Flexural Properties of Simply Supported Sandwich Composite Plates Subjected to a Distributed Load | ASTM D6416
15567 | Ultrasonic Frequency for Fatigue Testing |  | n/a
15568 | Veslic Rubbing Abrasion Resistance | ISO 11640 | n/a
15569 | Video Extensometer (tool for tensile testing) |  | n/a
15570 | Visible Abrasion Resistance of Glazed Ceramic Tile | ASTM C1027 | n/a
15571 | Visible Abrasion Resistance of Glazed Ceramic Tile | ASTM C1027 | n/a
15572 | Zero Strength Time | ASTM D1430 | n/a
15573 | Atomic-force microscopy (AFM) or scanning-force Microscopy (SFM) | n/a | n/a
15574 | Cross-Sectional Carburization by Ferromagnetism |  | n/a
15575 | degauss (degaussing)
15576 | Salt Quench Testing (Salt Bath Quenching) |  | n/a
15577 | Standard Ring and Ball Apparatus / Softening Point of Bitumen (ASTM D36 / Construction Materials) - Momentum Technologies Intl |  | n/a
15578 | Transmission Electron Microscope (TEM) |  | n/a
15579 | Nonionic surfactants in ground water |  | n/a
15580 | Toxicity of Mold |  | n/a
15581 | Vitamin Testing in Food Products |  | n/a
15582 | Transverse field inspection - Flux Leakage | EN 10893-3, ASTM E570
15583 | ​Design of Experiments (DOE)
15584 | Accumulated Deposition in a Steam Generator Tube | ASTM D3483
15585 | AIS Protocol Testing | n/a
15586 | Anti-allergy Testing for Dust Mites |  | n/a
15587 | ASTM E756 - Vibration Damping of Materials | ASTM E756
15588 | Biological evaluation of medical devices — Part 10: Tests for irritation and skin sensitization | ISO 10993-10
15589 | Bullet Proof Testing on curtain walls or windows |  | n/a
15590 | Characteristics of aircraft electrical systems | EN ISO 1540
15591 | Coating continuity ISO 2085 + Average insulation ISO 2376 | ISO 2085 + ISO 2376
15592 | Coefficient of Moisture
15593 | Condom Compatibility - Coefficient of Friction of personal lubricant | ASTM D7661-10
15594 | courses for the Automotive Quality Management standard, 16949:2016 | Automotive Quality Management standard, 16949:2016
15595 | Dentistry — Dentifrices — Requirements, test methods and marking | ISO 11609
15596 | Determination of Center of Gravity
15597 | DSEAR Assessment
15598 | DWI approval (UK water regulations)​
15599 | FIRAS Training
15600 | Fire Test of Roof Coverings | CAN/ULC S107
15601 | Gold bar purity - grade or karat rating | n/a
15602 | graphite cylinder tests
15603 | Gun Firing (Ballistics) Tests
15604 | Hardgrove Grindability Index | n/a | n/a
15605 | Hydrated Lime for Use in Asphalt Cement or Bituminous Paving Mixtures | ASTM C1097
15606 | Hydrogen Embrittlement Threshold in Steel by the Incremental Step Loading Technique | ASTM F1624
15607 | Information technology — Biometric data interchange formats — Part 5: Face image data | ISO 19794-5, IEC 19794-5:2011
15608 | Labeling Art Materials for Chronic Health Hazards | ASTM D4236 | n/a
15609 | Laboratory Measurement of the Effectiveness of Floor Coverings in Reducing Impact Sound Transmission Through Concrete Floors | ASTM E2179
15610 | Laser Vibrometer
15611 | Measurement, test and qualification procedures for fugitive emissions | ISO 15848
15612 | Opacity Testing
15613 | Permeability of Weakly Magnetic Materials - Fluxmetric Method | ASTM A342 Method 1
15614 | Petrol filling stations - Part 4: Safety requirements for construction and performance of swivels for use on metering pumps and dispensers | EN 13617-4​
15615 | Playing field equipment - Tennis equipment - Functional and safety requirements, test methods; German version EN 1510:2004 | DIN EN 1510
15616 | Standard for Oxy-Fuel Gas Torches | UL 123 | n/a
15617 | Standard Practice for Fusion of Poly(Vinyl Chloride) (PVC) Compounds Using a Torque Rheometer | ASTM D2538
15618 | Standard Test Method for Comparative Tracking Index (CTI) | ASTM D3638
15619 | Steady-State Heat Flux Measurements and Thermal Transmission Properties by Means of the Guarded-Hot-Plate Apparatus | ASTM C177
15620 | Thermal cutting. Classification of thermal cuts. | BS EN ISO 9013
15621 | Tracking Resistance | ASTM D2303
15622 | Volatile Content of Radiation Curable Materials | ASTM D5403 | n/a
15623 | Wheelchair Testing | ISO 7176
15624 | X-ray photoelectron spectroscopy (XPS), also known as electron spectroscopy for chemical analysis (ESCA)
15625 | Zeta potential testing or tests using a zetasizer
15626 | Raman Spectrometry | 2.2.48
15627 | Differential Thermal Analyses (DTA) |  | n/a
15628 | Pressurized DSC (Differential Scanning Calorimetry)
15629 | Magnification of Rearview mirrors | FMVSS 571.111
15630 | Weld Training
15631 | Anti-Fungal Assessment and Mildew Resistance | AATCC 30 | UTP
15632 | Chemical disinfectants and antiseptics. Methods of airborne room disinfection by automated process. Determination of bactericidal, mycobactericidal, sporicidal, fungicidal, yeasticidal, virucidal and phagocidal activities | EN 17272 | UTP
15633 | aerosolized viruses
15634 | Total Reflection X-ray Fluorescence (TXRF)
15635 | Seismic Testing | ANSI/IEEE 34 | UTP
15636 | Residual gas analysis
15637 | Yttrium (Y) in metals​
15638 | Modified Atmospheric Package Testing (MAP)
15639 | Alkylated PAHs in Soil and Water by Gas Chromatography (GC/MS) | EPA 3570, EPA 3580, Nordtest Report 498 (Modified), TM PAH 003-50 | UTP
15640 | Shore Durometer Hardness |  | ISO 17025
15641 | conductive mounting material for metallurgical inspections |  | UTP
15642 | Hydrogen Embrittlement | ASTM F1470
15643 | Galling Resistance | ASTM G196
15644 | Through-Thickness "Flatwise" Tensile Strength of PMCs | ASTM D7291 | n/a
15645 | Oxygen Content in Copper |  | UTP
15646 | Testing per ASTM E9 | ASTM E9 | UTP
15647 | oxygen free atmosphere |  | UTP
15648 | Brazing, Nickel Alloy Filler Metal | AMS 2675
15649 | Chemistry per ASTM E351 | ASTM E351
15650 | Density Determination | ASTM B311, ASTM B328, ASTM B962, ASTM B963 | UTP
15651 | Direct Current Plasma - DCP | ASTM E351
15652 | Porosity Analysis/Oil Content | ASTM B328, ASTM B962, ASTM B963 | UTP
15653 | UTP - Daleville | ASTM E354, ASTM E350, ASTM E351, ASTM E352, ASTM E353, ASTM E354
15654 | Wet Chemistry Methods | ASTM A309, ASTM A428, ASTM B137, ASTM E34, ASTM E54, ASTM E56, ASTM E75, ASTM E76, ASTM E120, ASTM E351
15655 | SAE J429 | SAE J429
15656 | EM Acid Etch (Weld)
15657 | EM Alloy Type Testing
15658 | EM Beta Transus
15659 | Thermoelectric Sorting | ASTM E977 | UTP
15660 | ASTM C633 | ASTM C633
15661 | ASTM E1937 | ASTM E1937
15662 | oxygen free atmosphere |  | UTP
15663 | composition of unknowns
15664 | Legionella testing | ISO 9211-4
15665 | bentonite in soil | n/a
15666 | Dust Testing | n/a
15667 | formaldehyde emissions​
15668 | Gross Calorific Value
15669 | Microbial Testing
15670 | SRB Water Quality Test
15671 | We can’t speciate silica and we also cannot test a pesticide in its pure form
15672 | Dekkera/Brettanomyces
15673 | Optics and photonics — Optical coatings — Part 3: Environmental durability | ISO 9211-3
15674 | Dewar Self Heating Test in Compost | Based on US Composting Council, Method 09.08D | UTP
15675 | Health Canada drinking water organics - includes required VOCs, THMs, PAH -- (Benzo(a)pyrene only) and selected chlorophenols. Parameters include: Total Xylenes (m,p,o) Methyl t-Butyl Ether (MTBE) Total Trihalomethanes Benzene Toluene Ethylbenzene 1,4-Dichlorobenzene 1,2-Dichlorobenzene Tetrachloroethene (Tetrachloroethylene) Trichloroethene (Trichloroethylene) Chloroform Bromoform Bromodichloromethane Carbon Tetrachloride Chlorobenzene (Monochlorobenzene) Dibromochloromethane 1,2-Dichloroethane 1,1-Dichloroethene (1,1-Dichloroethylene) Methylene Chloride (Dichloromethane) Vinyl Chloride Benzo(a)pyrene Pentachlorophenol 2,4 & 2,5-Dichlorophenol 2,3,4,6-Tetrachlorophenol 2,4,6-Trichlorophenol PNALACW Alachlor in water PEATRAW Sterilant screen in water Includes: Atrazine Diethylatrazine Deisopropylatrazine Bromacil Chlorotoluron Cyanazine Diuron Fenuron Isoproturon Linuron Metoxuron Monolinuron Simazine Tebuthiuron Carbofuran in water Endrin in water Oxamyl in water Dinoseb in water Diquat/paraquat in water Diquat, Paraquat by HPLC-UV Picloram in water Simazine in water Glyphosate in water PCBs in water Haloacetic acid in water - Top 6 HAA6 includes monobromoacteic acid, monochloroacetic acid, Bromochloroacetic acid, Dibromoacetic acid, dichloroacetic acid Trichloroacetic acid and calculated Total Halo Acetic Acids. Single chlorinated hydrocarbon in water Hexachlorocyclopentadiene - Water TOX Toxaphene AMICL Chloramines in water VSC2W 2 Compound Volatile Assessment - Water This code is for requesting two VOC compounds. V038W 1,2-Dichloropropane - Single volatile code - must be accompanied by a VSC group code. V073W 1,2,4-Trichlorobenzene- Single volatile code - must be accompanied by a VSC group code. ICBRO Bromate in Water TTBE Beryllium - total Beryllium - total by trace ICP TTSB Antimony - Antimony - total by trace ICP TTSE Selenium - Selenium - total by trace ICP TTTL Thallium - Thallium - total by trace ICP TTU Uranium - Uranium - total by trace ICP | Health Canada | UTP
15676 | Polynuclear Aromatic Hydrocarbons (PAHs) in Soil/Sludge by Gas Chromatography GC/MS | EPA 3540C, EPA 8270D, EPA 3611D | UTP
15677 | Soil Texture by Hand Method | J.A. KcMkeague, 1978 MSS 4.8 | UTP
15678 | Water Retention by Ceramic Plate Extractor | Amer. Soc of Agron. Part 1, 8-2 | UTP
15679 | Volatile Organic Compounds (VOCs) in Solids and Leachates | TM SC 070-28, EPA, SW-846 Extraction, EPA 8260B modified, EPA 5021A | UTP
15680 | Chemical analysis of insulation foam
15681 | Reaction to Fire | EN ISO 15540 2002-01
15682 | Detection of Cuprous Oxide (Hydrogen Embrittlement Susceptibility) in Copper | ASTM B577
15683 | Mercurous Nitrate Testing | ASTM B154
15684 | Reaction to Fire on cladding sandwich panels with PIR insulation | ISO 13785-1
15685 | Hydrogen Embrittlement Threshold in Steel by the Incremental Step Loading Technique | ASTM F1624
15686 | Luminaires. General requirements and tests | EN 60598-1:2015
15687 | Suitability of non-metallic products for use in contact with water intended for human consumption with regard to their effect on the quality of the water | BS 6920 | n/a
15688 | test pond water for Liverfluke | n/a
15689 | Microplastic (micro plastic) Analysis
15690 | Extractable Barium | Alberta Environment Soil Remediation Guidelines for Barite Modified, TM DW 007-93 | UTP
15691 | Fluoride in Soil and Solid Waste Extract | APHA 4500-FC Ion-Selective Electrode Method Modified, TM LAND 003-93 | UTP
15692 | Health Canada drinking water organics - includes required VOCs, THMs, PAH -- (Benzo(a)pyrene only) and selected chlorophenols. Parameters include: Total Xylenes (m,p,o) Methyl t-Butyl Ether (MTBE) Total Trihalomethanes Benzene Toluene Ethylbenzene 1,4-Dichlorobenzene 1,2-Dichlorobenzene Tetrachloroethene (Tetrachloroethylene) Trichloroethene (Trichloroethylene) Chloroform Bromoform Bromodichloromethane Carbon Tetrachloride Chlorobenzene (Monochlorobenzene) Dibromochloromethane 1,2-Dichloroethane 1,1-Dichloroethene (1,1-Dichloroethylene) Methylene Chloride (Dichloromethane) Vinyl Chloride Benzo(a)pyrene Pentachlorophenol 2,4 & 2,5-Dichlorophenol 2,3,4,6-Tetrachlorophenol 2,4,6-Trichlorophenol PNALACW Alachlor in water PEATRAW Sterilant screen in water Includes: Atrazine Diethylatrazine Deisopropylatrazine Bromacil Chlorotoluron Cyanazine Diuron Fenuron Isoproturon Linuron Metoxuron Monolinuron Simazine Tebuthiuron Carbofuran in water Endrin in water Oxamyl in water Dinoseb in water Diquat/paraquat in water Diquat, Paraquat by HPLC-UV Picloram in water Simazine in water Glyphosate in water PCBs in water Haloacetic acid in water - Top 6 HAA6 includes monobromoacteic acid, monochloroacetic acid, Bromochloroacetic acid, Dibromoacetic acid, dichloroacetic acid Trichloroacetic acid and calculated Total Halo Acetic Acids. Single chlorinated hydrocarbon in water Hexachlorocyclopentadiene - Water TOX Toxaphene AMICL Chloramines in water VSC2W 2 Compound Volatile Assessment - Water This code is for requesting two VOC compounds. V038W 1,2-Dichloropropane - Single volatile code - must be accompanied by a VSC group code. V073W 1,2,4-Trichlorobenzene- Single volatile code - must be accompanied by a VSC group code. ICBRO Bromate in Water TTBE Beryllium - total Beryllium - total by trace ICP TTSB Antimony - Antimony - total by trace ICP TTSE Selenium - Selenium - total by trace ICP TTTL Thallium - Thallium - total by trace ICP TTU Uranium - Uranium - total by trace ICP | Health Canada | UTP
15693 | Mercury by Cold Vapour UV | APHA 3112B, BCMOE, TM LAND 005-93 | UTP
15694 | Microtox -15 Minute Multiple Concentration Acute, Static | EPS1/RM/24, G50 Toxicity Protocols Appendix 4, BCMOE Microtox Photobacteria Bioassay, Solid Phase Microtox Photobacteria Bioassay Modified, TM DW 003-93 | UTP
15695 | Oil Content by Methylene Chloride Extraction | Science of Total Enviroment, Vol. 14, pp 245-253 Modified, TM DW 006-93 | UTP
15696 | Organic Matter in Soil by Loss on Ignition | MSS Method 3.8 Modified, TM AG 002-93 | UTP
15697 | Particle Size Analysis of Soil | SSMA 55.3 Modified, TM AG 003-93, ASTM C117-04 Modified | UTP
15698 | Soluble Barium in Soil by ICP-MS | B.C. Environmental Lab Manual, Section C: Metals: Soluble Barium by Calcium Chloride Extraction | UTP
15699 | Fireproofness | RTCA DO-160G Section 26 Category A
15700 | Test Method To Determine Flame Penetration Resistance of Cargo Compartment Liners | CS-25 Appendix F, Part III, paragraph (a)(3)
15701 | Wet Chemistry (Chemical Analysis)
15702 | Oddy Testing
15703 | Standard Test Method for Determination of Boron in Coal | ASTM D8213
15704 | Helium Leak Testing | MIL-STD-883 Method 1014
15705 | Fire Tests of Roof Coverings | ASTM E108
15706 | Galling Resistance | ASTM G98
15707 | Rub Abrasion Mar Resistance of High Gloss Coatings - Wet and dry rub abrasion tests | ASTM D6279 | n/a
15708 | Sliding Wear Using Block-on-Ring Wear Test | ASTM G77
15709 | Medical devices — Sleep apnoea breathing therapy — Masks and application accessories | ISO 17510
15710 | Confocal Laser Scanning Microscope (CLSM) |  | UTP
15711 | AMES Testing | AMES
15712 | Conducting and dissipative rubbers, vulcanized or thermoplastic — Measurement of resistivity | ISO 1853
15713 | Hydrogen Pressure Testing
15714 | Impact attenuating playground surfacing. Methods of test for determination of impact attenuation | BS EN 1177:2018
15715 | Innovation management certification | ISO 56000
15716 | Nitrogen content of polyester or cotton
15717 | Protection of electronic devices from electrostatic phenomena | IEC 61340
15718 | Protective Equipment for Martial Arts | EN 13277
15719 | Radio frequency identification (RFID) for item management
15720 | Radiometric and photometric properties of materials; methods of measurement for photometric and spectral radiometric characteristics | DIN 5036-3
15721 | Relative Complex Permittivity and Relative Magnetic Permeability of Solid Materials at Microwave | ASTM D7449
15722 | Relative Complex Permittivity and Relative Magnetic Permeability of Solid Materials at Microwave Frequencies | ASTM D5568-14
15723 | RISQS certification (Railway Industry Supplier Qualification Scheme)
15724 | smoke alarms | EN 14604 | UTP
15725 | Test Methods For Determining The Efficiency Of Products Against House Dust Mite | ISO 21326 | UTP
15726 | Thermal Runaway Testing
15727 | Transmission Durability Testing
15728 | Vehicle Crash Testing of Perimeter Barriers | ASTM F2656 | UTP
15729 | zirconium​ content of bovine serum solids
15730 | Threaded Acrylonitrile-Butadiene-Styrene (ABS) Plastic Pipe Fittings | ASTM D2465
15731 | Structural Steel | BS EN 1090
15732 | compliance certification on construction sealant products
15733 | Impact and Pull testing | BS EN 12572
15734 | Thermal Conductivity - Transient Plane Source (TPS) method | ISO 22007-2
15735 | Polymer Tensile Test | DIN 53504
15736 | chlorine dioxide exposure tests
15737 | Rubber Property—Adhesion to Rigid Substrates | ASTM D429, Method G
15738 | Rotational Capacity - Proof Load Testing | ASTM A325
15739 | Torque Testing on Springs
15740 | MIL-S-901D | MIL-S-901D
15741 | Pressure testing using Hydrogen Sulfide (H2S)
15742 | Rain Testing (including Rain Erosion) | MIL-STD-810 C/D/E/F/G Method 506 Proc III; IEC 60945, Section 8.8 | ISO 17025
15743 | Dimethyl disulfide (DMDS)
15744 | Rare Earth Metals in Soil Samples
15745 | soil testing for Dysprosium
15746 | Brittleness by Impact | ASTM D746 | UTP
15747 | Dielectric Breakdown Voltage and Dielectric Strength of Solid Electrical Insulating Materials Under Direct-Voltage Stress | ASTM D3755 | UTP
15748 | Stripline Permittivity | IPC-TM-650, Section 2.5.5.5
15749 | Flame Proppogation | CFR 25.856 (a)/Appendix F, Part VI, with AC 25.856-1
15750 | FAR 25 Appendix F Part 111​ | FAR 25 Appendix F Part 111​
15751 | EMC/EMI on Medical Devices
15752 | rail car bump test | MIL-STD-810 method 526
15753 | Geotechnical Survey / Investigations
15754 | CASS (Copper Acidified Salt Solution) Testing | ASTM G85
15755 | Pressure testing using Hydrogen Sulfide (H2S)
15756 | DVS (Dynamic Vapour Sorption)
15757 | nitrosamines
15758 | Polyolefin-Based Plastic Lumber Decking Boards | ASTM D6662
15759 | Particle Size (Sieve Analysis) of Plastic Materials | ASTM D1921
15760 | ISTA 6 Package Testing
15761 | Fire Tests of Penetration Firestop Systems | ASTM E814
15762 | Acoustical Testing
15763 | Ignition loss | ASTM D2584 | UTP
15764 | Moisture Vapour Transmission Rate | ASTM E96 | UTP
15765 | Measuring Adhesion of Organic Coatings in the Laboratory by Direct Tensile Method pull-off strength | ASTM D5179 | UTP
15766 | Impact resistance by tup (falling weight) method | ASTM D2444 | UTP
15767 | Pressure Sensitive Tack | ASTM D2979 | UTP
15768 | Tensile properties of polymer matrix composite materials | ASTM D3039 | UTP
15769 | Test methods for flexible cellular materials – urethane foams | ASTM D3574 | UTP
15770 | Analysis of Gaseous Samples
15771 | Biocompatibility evaluation of breathing gas pathways in healthcare applications
15772 | Fraction collector for sterol composition test of soybean oil per NF monograph
15773 | HPLC-MS
15774 | Solid Metal Density | ASTM D6683
15775 | Standard Test Method for Determination of Iodine Number of Activated Carbon | ASTM D 4607
15776 | Rotational Torque Capacity
15777 | Chemical analysis of silica sand
15778 | UV-C Exposure
15779 | Standard Method of Fire Test of Exterior Wall Assemblies | CAN/ULC-S134-13-REV1
15780 | Rockwell Hardness - Y Scale only
15781 | Abrasion Resistance of Concrete or Mortar Surfaces by the Rotating-Cutter Method | ASTM C944
15782 | Face Shield Testing - minimum coverage area, transmittance, haze, ball drop, ignition, droplet and splash | ISEA Z87.1-2020 Sections 5.2.4, 9.2, 9.3, 9.6, 9.7, 9.17.2 | n/a
15783 | Melt Recovery Testing | Various
15784 | Moh's Hardness Testing | n/a
15785 | Environmental Stress-Cracking of Ethylene Plastics | ASTM D1693
15786 | Rebar Testing
15787 | Chemical Milling | n/a
15788 | Atomic Absorption Spectrometry |  | UTP
15789 | Sterility per USP 71 <71> | USP 71 <71>
15790 | Contaminant Testing & Analysis
15791 | Biocompatibility per USP 88 | USP 88
15792 | Evaporative Light-Scattering Detection (ELSD)
15793 | Total Organic Carbon (TOC) Testing
15794 | USP 643 - Sterile Water, Total Organic Carbon | <USP 643>
15795 | Thermal Conductivity
15796 | Tensile Testing on EN40B Nitriding Steel | EN40B
15797 | Scaffold Casters | BS 1004: 2004
15798 | Ladder Testing | EN 131
15799 | Volatile Organic Compounds by GC/MS | ISO 11890-2
15800 | ASTM A 325 and ASTM A 490 ​ | ASTM A 325 and ASTM A 490 ​
15801 | Wind Farm On-Site Projects
15802 | Effects of Laboratory Accelerated Weathering | ASTM C793
15803 | Ozone Testing |  | UTP
15804 | Knoop Hardness
15805 | ​UL 745A | ​UL 745A
15806 | Building Material Ignitability Performance | BS 476 Part 13
15807 | Ignition of Materials by Hot Wire Sources | ASTM D3874
15808 | resistance to jet fires of passive fire protection materials and systems | ISO 22899-1
15809 | Emergency hoods to EN 403 GB21976.7-2012 | EN 403 GB21976.7-2012
15810 | High Frequency Surgical Equipment | IEC 60601-2-2
15811 | California Department of Public Health (CDPH) Standard Method for VOC Emissions | CDPH Standard Method
15812 | Thermal Cycling Test for Life Assessment of Powertrain Sealing Systems | GMW 3155
15813 | multi-directional platform abrader
15814 | Vacuum Testing | DMV-001-AS | UTP
15815 | ASTM D93 | ASTM D93
15816 | ASTM G152 | ASTM G152
15817 | Fuel recirculation testing | SAE J30
15818 | Ignition Characteristics of Finished Textile Floor Covering Materials | ASTM D2859
15819 | Aging Automobile Components in Solar Simulation Units | DIN 75220
15820 | Aerospace fire resistance | ISO 2685 | n/a
15821 | fire protection and life safety requirements for underground, surface, and elevated fixed guideway transit and passenger rail systems | NFPA 130
15822 | Method for assessment of fire integrity of cast resin busbar trunking systems for the safety critical power distribution to life safety and fire fighting systems | BS 8602
15823 | ​R14 Fire Testing | R14
15824 | DEF Stan 08-171 part 20 | DEF Stan 08-171 part 20
15825 | Performance tests - Fire Blankets | BS EN 1869:1997
15826 | Finite Element Analysis (FEA) Simulation |  | UTP
15827 | Shock testing to MIL-DTL-901E | MIL-DTL-901E | UTP
15828 | 5th Wheel Testing | ECE R55
15829 | Odor/Odour Test per MS 300-34 | MS 300-34 | SCC / ISO 17025
15830 | Testing on rodenticides
15831 | dielectric relaxation spectrscopy
15832 | Wear Rate and Coefficient of Friction of Materials in Self-Lubricated Rubbing Contact Using a Thrust Washer Testing Machine | ASTM D3702
15833 | Magnetic Permeability using a Foerster Permeability Probe | Baker Hughes spec QP100-017
15834 | Biological evaluation of medical devices — Part 15: Identification and quantification of degradation products from metals and alloys | ISO 10993-15
15835 | Biological evaluation of medical devices — Part 7: Ethylene oxide sterilization residuals | ISO 10993-7
15836 | Cookware Pressure cookers for domestic use | EN 12778
15837 | Microwavable personal warmers | BS 8433
15838 | SPME extraction method
15839 | Standard for Electromagnetic Interference Filters | UL 1283
15840 | TGA in methane environment
15841 | Thermogravimetric Analysis (TGA) in a vacuum environment
15842 | Hail Impact Resistance | ASTM F320
15843 | Dimensional Equipment Calibration - Length | According to Customer/Manufacturer specification | N/A
15844 | Electrical Equipment Calibration - DC & Low frequency | According to Customer/Manufacturer specification | N/A
15845 | Electrical Equipment Calibration - High voltage | According to Customer/Manufacturer specification | N/A
15846 | Equipment Calibration - Frequency and time | According to Customer/Manufacturer specification | N/A
15847 | Mechanical Equipment Calibration - Pressure | According to Customer/Manufacturer specification | N/A
15848 | Mechanical Equipment Calibration - Torque | According to Customer/Manufacturer specification | N/A
15849 | Accurate Mass Analysis |  | cGMP
15850 | Extractables & Leachables (E&L) for Electronic Nicotine Delivery Systems (ENDS) |  | cGMP
15851 | Fourier Transform Infrared Spectroscopy (FTIR) |  | cGMP
15852 | Gas chromatography (GC) system equipped with a mass spectrometer (MS) and flame ionization detector (FID) - Can include Derivatization |  | cGMP
15853 | Gravimetric analysis mass of non-volatile residue (NVR) |  | cGMP
15854 | High performance liquid chromatography (HPLC) system equipped with an Ultraviolet (UV) Diode Array Detector (DAD) plus a single quadrupole mass spectrometer (MS) - LC-UV-MS |  | cGMP
15855 | High Resolution Accurate Mass LC-MS-MS - ultra high performance liquid chromatography (UHPLC) system with UV DAD and quadrupole-time of flight (QTof) MS detectors |  | cGMP
15856 | HS-GC-MS/FID - Headspace (HS) sampler draws from the headspace of the extraction sample (aqueous-based) and introduces the sample as a gas into the GC-MS/FID system |  | cGMP
15857 | Inductively Coupled Plasma – Mass Spectrometry - ICP-MS |  | cGMP
15858 | Mass Spectral Interpretation |  | cGMP
15859 | pH Change: A bulk property of acidic or basic extractables |  | cGMP
15860 | Processing Material Selection |  | cGMP
15861 | Tangential Flow Filtration (TFF) (Cross Flow) |  | cGMP
15862 | Total organic carbon (TOC) analyzer |  | cGMP
15863 | Toxicology Assessment *subcon* |  | cGMP
15864 | UV absorbance, at multiple wavelengths, of organic extractables |  | cGMP
15865 | Elemental Impurities of Pharmaceutical Products - Recommended target elements based on ICH Q3D, USP <232>, EMEA, BPOG, and other industry expectations: Lithium (Li) Aluminum (Al) Silicon (Si) Vanadium (V) Chromium (Cr) Manganese (Mn) Iron (Fe) Cobalt (Co) Nickel (Ni) Copper (Cu) Zinc (Zn) Arsenic (As) Molybdenum (Mo) Cadmium (Cd) Tin (Sn) Antimony (Sb) Barium (Ba) Mercury (Hg) Lead (Pb) Additional recommended target elements if known to be present or potential for introduction as per ICH Q3D, USP <232> and BPOG: Selenium (Se) Ruthenium (Ru) Rhodium (Rh) Palladium (Pd) Silver (Ag) Tungsten (W) Osmium (Os) Iridium (Ir) Platinum (Pt) Gold (Au) Thallium (Tl) Additional elements available as target analytes: Beryllium (Be) Boron (B) Sodium (Na) Magnesium (Mg) Phosphorus (P) Sulfur (S) Chlorine (Cl) Potassium (K) Calcium (Ca)** Titanium (Ti)** Germanium (Ge)** Bromine (Br) Strontium (Sr) Zirconium (Zr)** Iodine (I) Bismuth (Bi) Thorium (Th) Uranium (U) | US Pharmacopeia (USP) General Chapters <232> and <233> | cGMP
15866 | Extractables & Leachables (E&L) for Cell & Gene Therapies (CGT) |  | cGMP
15867 | Extractables & Leachables (E&L) for Pharmaceutical Products | USP <665>, BPOG protocol, USP <1664> and ICH Q2(R1) | cGMP
15868 | Coordinate Measuring Machine - CMM | According to Customer/Manufacturer specification | ISO 17025
15869 | Apparent Density (Bulk) of Rigid Cellular Plastics | ASTM D1622; ISO 845 | ISO 17025
15870 | Apparent Density, Bulk Factor, and Pourability of Plastic | ASTM D1895 | ISO 17025
15871 | Ash Content of Thermoplastics | ASTM D5630, Method B; ISO 3451-1, ISO 3451-2, ISO 3451-3, ISO 3451-4, ISO 3451-5 (Method A only for ISO spec) | ISO 17025
15872 | Blocking Resistance | SAE J912 | ISO 17025
15873 | Bow and Skew in Woven and Knitted Fabrics | ASTM D3882 | ISO 17025
15874 | Calculation of Color Differences from Instrumentally Measured Color Coordinates | ASTM D2244 | ISO 17025
15875 | Colorfastness to Lightfastness Testing | AATCC TM 16, Options 3, 4, 5 | n/a
15876 | Colorfastness to Perspiration | AATCC TM 15 | ISO 17025
15877 | Crocking, Dry & Wet (Colorfastness) | AATCC TM 8, SAE J861 | ISO 17025
15878 | Delta-E Value (Color Measurement) | SAE J1545 | ISO 17025
15879 | Density and Specific Gravity (Relative Density, Immersion) | ASTM D792, ISO 1183-1 | ISO 17025
15880 | Determination of Loss of Plasticizers – Active Charcoal Method | ISO 176 | ISO 17025
15881 | Effect of Liquids | ASTM D471 | ISO 17025
15882 | Fabric Lint Pickup and Lint Loss | Chrysler LP-463KB-38-01 | ISO 17025
15883 | Fluorescent Light Apparatus for UV Exposure, QUV | ASTM G154, ASTM G53, ISO 4892-3 | ISO 17025
15884 | Haze and Luminous Transmittance | ASTM D1003 | ISO 17025
15885 | Heat Deflection Temperature | ASTM D648 | n/a
15886 | High Temperature Heat Sag | ASTM D3769 | ISO 17025
15887 | Hot Odor Test for Insulation Materials | SAE J1351 | ISO 17025
15888 | Identification by Infrared Spectrophotometry | ASTM D3677 | ISO 17025
15889 | Ignition Loss of Cured Reinforced Resins | ASTM D2584 | ISO 17025
15890 | Leather Softness | ISO 17235 | ISO 17025
15891 | Measurement of Dry Film Thickness | ASTM D4138, ASTM D7091, ISO 2808, Mtd 5B/6A; | ISO 17025
15892 | Melt Flow Rate (MFR/MFI) and Melt Index (Flow Rate by Extrusion Plastometer, Melt Volume Flow Rate VFR) | ASTM D1238, ISO 1133 | ISO 17025
15893 | Plastic Hydrolytic Stability | Chrysler LP-463DB-03-01 | ISO 17025
15894 | Resistance of Plastics to Chemical Reagents | ASTM D543, NES M0133 | ISO 17025
15895 | Resistance to Bird Droppings | NES M0007 2014-1 | ISO 17025
15896 | Safety Testing - Batteries | UL 1642 (15, 19), UL 2054 (18-21) | ISO 17025
15897 | Smell Quality of Non-Metallic Materials | Toyota TSM0505G | ISO 17025
15898 | Specular Glossiness | ASTM D523; JIS Z 8741 | ISO 17025
15899 | Spot Test Acid (Colorfastness to Acids and Alkalis) | AATCC 6 | ISO 17025
15900 | Spot Test Water (Colorfastness to Water Spotting) | AATCC 104, ASTM D1793 | ISO 17025
15901 | Staining of Surfaces (Contact/Migration/Diffusion) | ASTM D925 Method A | ISO 17025
15902 | Thermal-Oxidative Stability of Propylene Plastics Using a Specimen Rotator Within an Oven | ASTM D3012 | ISO 17025
15903 | Thickness of Resilient Insulating Paddings | SAE J1355 | ISO 17025
15904 | Transport of Dangerous Goods - Lithium Batteries | UN ST/SG/AC.10 | ISO 17025
15905 | Vicat Softening Temperature of Plastic (VST) | ASTM D1525, ISO 306 | ISO 17025
15906 | Water Absorption of Plastic | ASTM D570; ISO 62 | ISO 17025
15907 | Water Ingress Protection - Electrical Equipment Protection Against Foreign Objects; Water and Contact (Degress of Protection/Ingress Protection (IP-Code)) | DIN 40050-9, ISO 20653; ISO 20653; IEC 60529; DIN 40 050-9; JIS D 0207; GMW 3431; MIL-STD 810G (Method 510.5) | ISO 17025
15908 | Water Vapor Transmissions | ASTM E96 | ISO 17025
15909 | Weight of Fabrics (Mass Per Unit Area) | ASTM D3776 | ISO 17025
15910 | Xenon Arc Light Exposure of Plastics | ASTM D2565, ASTM G155, ASTM G26, ISO 4892-2; SAEJ 1960 | ISO 17025
15911 | Chip Resistance (Gravelometer) - Stone / Gravel impacts | ASTM D3170; GMW14700, GM9508P; SAE J400, DIN EN ISO 20567-1 | n/a
15912 | Lab/Contract Staffing |  | ISO 17025
15913 | Molding of plastic test plaques for test coupons - OUTSOURCE ONLY AS PART OF A LARGE PROJECT |  | n/a
15914 | Outline of Investigation for Batteries for use in Light Electric Vehicle (LEV) Applications | UL Subject 2271, UL Subject 2580 | ISO 17025
15915 | Corrosion Test for Insulation Materials | SAE J1389 | ISO 17025
15916 | Corrosion Testing of Decorative Electrodeposited Coatings by the Corrodkote Procedure | ASTM B380 | ISO 17025
15917 | Cosmetic Corrosion | SAE J2334 | ISO 17025
15918 | Fluids Corrosion Testing: Coolant Erosion, Internal Corrosion Testing | Ford ESJX6P-7869-DA (ATWU & WTOC) | n/a
15919 | Immersion in salt water | DIN EN 60068-2-18 | n/a
15920 | Salt Spray Testing (Salt Fog) - Copper Accelerated Acetic Acid-Salt Spray (CASS) | ASTM B117, ASTM B368, ASTM G85 (Annex A1, A3), DIN 50021; ISO 9227, DIN 60068-2-11 | ISO 17025
15921 | Testing Water Resistance of Coatings (Water Fog Apparatus, Water Immersion) | ASTM D1735, ASTM D870 | ISO 17025
15922 | Dimensional Inspection using GOM Scanner | n/a | n/a
15923 | Dimensional Testing & Calibration - 1D Length | n/a | ISO 17025
15924 | Dimensional Testing & Calibration - Angle | n/a | ISO 17025
15925 | Dimensional Testing & Calibration - Height | n/a | ISO 17025
15926 | Dimensional Testing & Calibration - Radius | n/a | ISO 17025
15927 | Automotive Electrical Device Connection Systems | Chrysler PF 9590 (Sections 2.5.4, 2.5.5 2.6.3.3d, 2.6.4, 2.6.5 2.6.6.7c, 2.6.7.3c) | ISO 17025
15928 | Battery System Limit Testing: Altitude, Vibration, Shock, Thermal Shock, Humidity, High Current/High Voltage | Various | ISO 17025
15929 | DC Resistance or Conductance of Insulting Materials | ASTM D257 | ISO 17025
15930 | Dielectric Breakdown Voltage and Dielectric Strength of Solid Electrical Insulating Materials |  | ISO 17025
15931 | Electrical/Electronic Component Analytical/Development/Validation (A/D/V) Procedures | GMW 3172 (Sections 8.2 and 9.2 only) | ISO 17025
15932 | FreedomCAR Ultracapacitor Test Manual | DOE/NE-ID-11173 | ISO 17025
15933 | Front Lamp | Nissan 26010NDS00, Section 3-6-21 (except photometrics) | ISO 17025
15934 | Front Lamp | USABC Sections 1-9, 11, 12, 14 | ISO 17025
15935 | Ineel Battery Test Manual (Static Capacity, Hybrid Pulse Power Characterization, Self Discharge, Cold Cranking, Thermal Performance, Efficiency, Operating Set Point Stability, Cycle Life, Calendar Life, Reference Performance, Impedance Spectrum Testing) | DOE/ID-11069 | ISO 17025
15936 | Isolation resistance / Protection against indirect contact | UN ECE 100, BS ISO 6469-3:2011, GB/T 18384.3-2015 | n/a
15937 | Lamps – Component Laboratory Tests | GMN 3148TP Sections 2.3.1.9, 2.3.1.11, 4.3.11 | ISO 17025
15938 | Lamps – Development and Validation Test Procedures | GMN 8020TP Section 4.3.1.2.3 (except photometrics) | ISO 17025
15939 | Lamps, Reflective Devices, and Associated Equipment | FMVSS 571.108 Section 8.7 (except photometrics) | ISO 17025
15940 | Life Cycle Testing of Electric Vehicle Modules | SAE J2288 | ISO 17025
15941 | Passive Propagation Resistance, Short Circuit, Overcharge, Over-Discharge, Separator Shutdown Integrity | SAE J2464 Sections 4.4.5.2, 4.5.1, 4.5.2, 4.5.3, 4.5.4 | ISO 17025
15942 | Primary and Auxiliary Seven Conductor Electrical Connector for Truck-Trailer Jumper Cable | SAE J560 Sections 6.1.1, 6.1.2 | ISO 17025
15943 | Rating of Electric Vehicle Battery Modules | SAE J1798 | ISO 17025
15944 | Testing of Electronic and Electrical Devices – Electrical Transient and Steady-State Loads | John Deere JDQ 202: Section JDQ 202A, Section JDQ 202B, Section JDQ 202C, Section JDQ 202D, Section JDQ 202H, Section JDQ 202S, Section JDQ 202U, Section JDQ 202W, Section JDQ 202Y, Section JDQ 202Z | ISO 17025
15945 | Testing of Electronic and Electrical Devices – Environmental and Mechanical Loads | John Deere JDQ 201 Table #2, 24, 26, 29 | ISO 17025
15946 | Various Material Specifications - May or may not be able to perform all tests within these specs | UL Subject 2271 Sections 23-29; UL 1642, Sections 10, 11, 12; UL Subject 2580 Sections 13-21; UL 2054, Sections 9-13b | ISO 17025
15947 | Accelerated Exposure - Automotive Interiors & Exteriors (Controlled Irradiance Water Cool Method, Controlled Irradiance Xenon-Arc Apparatus) | SAE J1885; SAE J2412; SAE J2527 | ISO 17025
15948 | Air Permeability of Fabrics, Fraiser Method | ASTM D737, ISO 9237 | ISO 17025
15949 | CAC Testing | Various | n/a
15950 | Chemical Resistance of Plastics |  | n/a
15951 | Coefficient of Linear Thermal Expansion of Plastics | ASTM D696 | ISO 17025
15952 | Combined Environment Vibration testing | Customer Specification/Various | n/a
15953 | Crystalline Silicon Terrestrial PV Modules | IEC 61215, 10.3, 10.8, 10.11- 10.16, 10.18 | ISO 17025
15954 | Damp Heat – cyclically combined with frost | IEC 60068-2-38 | n/a
15955 | Determination of Windscreen Fogging Characteristics of Trim Materials in Motor Vehicles | DIN 75201 | ISO 17025
15956 | Dust & Sand Testing | IEC 60068-2-68 (Except LA1 and LC1); JIS D 0207 (F-Type only) | ISO 17025
15957 | Environmental Conditions/Test Procedures for Airborne Equipment: Temperature & Altitude, Temperature Variation, Humidity, Operation Shocks & Crash Safety, Vibration, Waterproofness, Fluids Susceptibilty, Sand & Dust, Salt Spray | RTCA DO-160, Sections 4.0, 5.0, 6.0, 7.0, 8.0, 10.0, 11.0, 12.0, 14.0 | ISO 17025
15958 | Environmental Test Methods & Engineering Guidelines (Low Pressure Altitude, High/Low Temperature, Thermal Temperature Shock, Humidity, Immersion, Acceleration, Vibration, Shock, Freeze/Thaw) | MIL-STD-810C, MIL-STD-810D, MIL-STD-810E, MIL-STD-810F, MIL-STD-810G, Section 500, Section 501, Section 502, Section 503, Section 507, Section 512, Section 513, Section 514, Section 516, Section 520, Section 524, Section 528 only | ISO 17025
15959 | Environmental Testing of Electrical/Electronic Components/Assemblies | John Deere JDQ 53.3 | ISO 17025
15960 | Flammability of Automotive Components and Interior Materials | HES C206, IBM CH6-0430-102; ISO 3795; MES CF 050, MS JP 9-4; SAE J369; Toyota TSM0500G; HES D 6003 | ISO 17025
15961 | Flammability of Rigid Plastics | ASTM D635; UL 94 HB, UL 94 VO | ISO 17025
15962 | Flow-Temperature-Pressure (FTP) Testing | Various | n/a
15963 | Fogging of Interior Materials for Automobiles | HES D6508; SAE J1756; Toyota TSM0503G | ISO 17025
15964 | FreedomCAR Ultracapacitor Test Manual | DOE/NE-ID-11173 | ISO 17025
15965 | Freeze-Thaw Testing | Various | n/a
15966 | Fuel Exposure Pre-Conditioning | SAE J2260 7.6 & 7.7 | ISO 17025
15967 | Fuel Resistance & Recirculation | GMW14638 3.22 & 3.23 | ISO 17025
15968 | Heat Aging of Rubber Hoses | Various | n/a
15969 | High Temperature / Humidity Endurance |  | n/a
15970 | High Temperature Operating Endurance |  | n/a
15971 | High Temperature Test for Passenger Compartment Synthetic Resin Parts | NES M0131 | ISO 17025
15972 | Highly Accelerated Life Testing/Highly Accelerated Stress Screening (HALT/HASS) - Chamber is under repair currently, ask before assigning new leads |  | ISO 17025
15973 | Horizontal Burn Flammability Testing | UL 94 | n/a
15974 | Hose Coupling Integrity Testing | Various | n/a
15975 | Hot Oil Immersion | Various | n/a
15976 | Humidity Exposure | DIN 50017 | ISO 17025
15977 | Internal Erosion of Rubber Hoses | Various | n/a
15978 | Light Intensity | SDS-17 | ISO 17025
15979 | Liquid Thermal Shock | Various | n/a
15980 | Moisture Content of Paper & Paperboard | ASTM D644 | ISO 17025
15981 | Moisture Resistance Testing | NES M0136 | ISO 17025
15982 | Moisture, Rain & Spray Test for Automobile Parts | JIS D 0203 (R2, S1, S2) | ISO 17025
15983 | Multi-Axial Simulation Table (MAST) Testing |  | ISO 17025
15984 | Operation at minimum /maximum ambient |  | n/a
15985 | Powered Thermal Cycle Endurance |  | n/a
15986 | Pressure-Displacement-Temperature (PDT) Testing | Various | n/a
15987 | Pressure-Temperature Cycling (PTC) Testing | Various | n/a
15988 | PVT (Pressure - Vibration - Temperature) Testing | n/a | n/a
15989 | Resistance to Auto-oxidized Fuel & Internal Fuel Resistance | SAE2045 7.8 & 4.5 | ISO 17025
15990 | Road Vehicles – Environmental Conditions and Testing for Electrical and Electronic Equipment | ISO 16750 | ISO 17025
15991 | Rubber Deterioration - (Surface Ozone Cracking in Chamber, Oven, or Outdoors; Weatherometer, Weathering, Heat in Air, Test Tube Enclosure, Accelerated Aging, Heat Resistance) | ASTM D1149, ASTM D1171, ASTM D518 , ASTM D573, ASTM D750, ASTM D865, ASTM G153, ISO 188, ISO 4892-4; NES M0135, ISO 1431-1 | ISO 17025
15992 | Safety Testing for Lithium Batteries | UL1542, Sections 13-14, 20 | ISO 17025
15993 | Seagoing (Maritime) Vibration | Various | n/a
15994 | Standard Atmosphere Conditioning | ISO 291 | ISO 17025
15995 | Test Cab: Damp Heat, Steady State | IEC 60068-2-78 | ISO 17025
15996 | Thermal Shock –in air | DIN EN 60068-2-1 | n/a
15997 | Thin Film Terrestrial PV Modules | IEC 61646, 10.3, 10.8, 10.11- 10.16, 10.18 | ISO 17025
15998 | Water Spray Corrosion Testing |  | n/a
15999 | Weatherability for Automotive Parts | JIS D 0205 | ISO 17025
16000 | Film Hardness by Pencil Test | ASTM D3363 | ISO 17025
16001 | Global Carbon Canister Component Technical Specification | GMW16494 | ISO 17025
16002 | Rockwell Hardness of Plastics | ASTM D785, B, L, M, R | ISO 17025
16003 | Shore Durometer Hardness | ASTM D2240; ISO 868 | ISO 17025
16004 | *down for repairs* Dynamic Sled (Crash Simulation, Front Impact, Side Impact, Rear Impact, Acceleration, Whiplash) | 14 CFR 23; APTA PR-CS-S-011-99; FMVSS 202a, FMVSS 206 (Doors and Latching Mechanisms), FMVSS 207, FMVSS 208, FMVSS 214 (Side Impact), FMVSS 301 (Rear Impact); IIHS; EuroNCAP Whiplash; CNCAP Whiplash; JNCAP Whiplash; KNCAP Whiplash; IIHS RCAR-IIWPG Seat/Head Restraint Evaluation Protocol; NTEA-AMD Standardized Test Methods; UN ECE-17 | ISO 17025
16005 | Adhesion to Flexible Substrate - Rubber | ASTM D413 | ISO 17025
16006 | Air Conditioning Condenser Assembly | PF 8406 | ISO 17025
16007 | Air Spoiler Testing | Nissan 96030 NDS00 | ISO 17025
16008 | Airflow/Air Velocity Testing (Heating, Ventilation and Air Conditioning Air Outlets) | GMW 15448 | ISO 17025
16009 | Apparent Bending Modulus of Plastics by Means of a Cantilever Beam | ASTM D747; SAE J949 | ISO 17025
16010 | Bally Flex Testing on Leather | ASTM D6182 | ISO 17025
16011 | Bond or Cohesive Strength | ASTM D952 | ISO 17025
16012 | Brittleness Point of Flexible Polymers & Coated Fabrics | ASTM D2137 | ISO 17025
16013 | Brittleness Temperature of Plastics Elastomers by Impact | ASTM D746, ISO 974 | ISO 17025
16014 | Chip Resistance of Surface Coatings (Gravelometer) | SAE J400 | ISO 17025
16015 | Coated Fabrics Abrasion Resistance (Rotary Platform, DoubleHead Abrader) | ASTM D3389 | ISO 17025
16016 | Coated Fabrics Testing (Hydrostatic Resistance, Procedure A-Mullen Type Tester, Procedure B-Rising Water Column Tester) | ASTM D751 (41-49) | ISO 17025
16017 | Cold Cracking of Flexible Plastic Materials | SAE J323 | ISO 17025
16018 | Compression (Compressive) Force | ASTM D1056, ASTM D575 | ISO 17025
16019 | Compression Set (Ambient, Low, Elevated Temperatures) | ASTM D1229, ASTM D395 (Method B); ISO 815 | ISO 17025
16020 | Compressive Properties - Plastics | ASTM D1621, ASTM D695 | ISO 17025
16021 | Determination Temperature of Deflection Under Load | ISO 75-1, ISO 75-2, ISO 75-3 | ISO 17025
16022 | Dimensional Stability of Automotive Textiles | SAE J883 | ISO 17025
16023 | Door Handle – Exterior | PF 8728 | ISO 17025
16024 | Dynamic Mechanical Properties (DMP) - Torsion, Torsional (Non-Resonance), Viscosity (Non-Resonance) | ASTM D4065, ASTM D4440, ASTM D5279, ISO 6721-1, ISO 6721-7, ISO 6721-10 | ISO 17025
16025 | Electrical Fuel Pump for Otto-cycles Engines | ABNT NBR 15754 (except EMC 4.5.1) | ISO 17025
16026 | Environmental Stress Cracking (ESC) | ASTM D1693, ISO 22088-3 | ISO 17025
16027 | Erichsen Scratch Test |  | n/a
16028 | Evaluating Nonwoven Fabrics (Abrasion Resistance, Absorbency, Air Permeability, Breaking Force and Elongation, Bursting Strength, Conditioning, Dimensional Change, Drycleaning, Flexural Rigidity, Mass Per Unit Area (Note 2), Resin Binder Distribution, Seam Breaking Strength, Trapezoid Tear, Tongue Tear (Single Rip), Elmendorf Tear, Thickness) | ASTM D1117 | ISO 17025
16029 | Exterior Automotive Lighting Devices, Sockets, and Electrical Circuits, Panels, Crimps - General Evaluation, Color Specifications, etc. | PF 4088; SAE J575, SAEJ 578, Nissan 26010NDS00 (Except Photometrics); USCAR 15, USCAR 2, USCAR 21, USCAR 3 | ISO 17025
16030 | Fabric Tests: Seam Fatigue, Seam Strength, Thread Pul Through, Hole Expansion | Various | n/a
16031 | Falling Ball - Impact Testing | ECE R43 (Annex 3, Section 2) | ISO 17025
16032 | Federal Motor Vehicle Safety Standards (FMVSS) - Door Locks and Door Retention Components, Seat Belt Assemblies, Child Restraint Systems, Rear Impact Guards, Flammability of Interior Materials | FMVSS 571.206, Except 5.1.1.4; FMVSS 571.209, S5.1 & S5.2 only; FMVSS 571.213, S5.4.1 only; FMVSS 571.223; FMVSS 571.302 | ISO 17025
16033 | Field Correlated Life Test | USCAR 20 | ISO 17025
16034 | Flexibility and Adhesion of Finish on Leather | ASTM D6182 | ISO 17025
16035 | Flexible Cellular Materials-Vinyl Chloride Polymers & Copolymers (PVC), Urethane foams, Olefin | ASTM D1667, ASTM D3574 (except Test G, I4, Airflow, Test I2 Dynamic Fatigue Test by the Roller Shear at Constant Force, Test I4 Dynamic Fatigue Test for Carpet Cushion), ASTM D3575 (Except Sections 34-35, 45-46, 49-50, 66-67) | ISO 17025
16036 | Flexural Properties of Plastics | ASTM D790, ISO 178 | ISO 17025
16037 | Floor Mat Retention Clip Button Style Performance Specification | SH-0117 | ISO 17025
16038 | Fluid Pressure Impulse |  | ISO 17025
16039 | Ford Motor Company - Ford Laboratory Test Methods (FLTM), Ford Corporate Engineering Test Procedure (CETP), Ford Intellectual Property (Ford IP) ¦ Methods include: Paint Adhesion Test, Thermal Shock Test for Paint Adhesion, Specular Gloss, Spot Test Water & Soap, Spot Test Acid, Coating Thickness, Painted Sheet Metal Corrosion, Filiform Corrosion, Dry & Wet Crocking, Taber Abrasion, Resistance to Pilling Wear, Scuffing, Scratch Test, Flammability, W Flex, Seam Fatigue Testing, Bond Strength of Trim Assemblies, Determination of Leather Softness, Resistance to Artificial Weather, Xenon Arc, Stain Resistance, CASS Corrosion, Mini Key Life Test – Side Door Durability, Instrument Panel Sunload Resistance, Simulated Sunload Resistance, Humidity Aging, Heat Aging, Joint Supplier Sediment Procedure | FLTM BI 106-01, FLTM BI 107-05, FLTM BI 110-01, FLTM BI 113-01, FLTM BI 113-02, FLTM BI 117-01, FLTM BI 123-01, FLTM BI 124-01, FLTM BN 107-01, FLTM BN 108-02, FLTM BN 108-03, FLTM BN 108-04, FLTM BN 108-13, FLTM BN 024-02, FLTM BN 102-02, FLTM BN 106-02, FLTM BN 108-03, FLTM BN 108-14, FLTM BN 113-01, FLTM BN 157-01, FLTM BO 101-01, FLTM BO 112-06, FLTM BQ 105-01; Ford CETP 01.03-L-309; Ford IP-0105; Ford MA-0128; Ford MA-0130; Ford MA-0131; Ford OR-0329; Ford/GM 6F-6T70/75; Ford CETP 00.00-L-467 | ISO 17025
16040 | Fuel Pump Module Specification | GMW14081 | ISO 17025
16041 | Gasket Materials Testing (Fluid Resistance, Flexibility, Tension, Compressibility, Recovery) | ASTM F146, ASTM F147, ASTM F152, ASTM F36 | ISO 17025
16042 | General Motor Company Specifications - Methods include: Joint Supplier Sediment Procedure, Transmission and Engine Oil Cooler Plumbing System, Radiators – Durability and Performance, Salt Spray Test, Humidity Test, CASS Test, Ozone Resistance, Impact Strength, Colorfastness to Crocking (Rubbing), Hose Coupling Assemblies, Thermal-Oxidative Stability, Quick-Connector Fittings for Nylon Fuel Line, Gasoline Estractables In Hose, Flammability, Tape Adhesion Test, Glass Content, Wyzenbeek Abrasion, Xenon Arc, Cleanability, Mildew, Resistance to Odor, Water Spotting, Compatability of Plastic Rolled Goods and Leather to White Vinyl and to White Leather, Wicking and Blistering of Convertible Top End Roof Trim, Bond Strength of Fiberglass, Accelerated Aging and Steaming, Crease Resistance, Stress Mark Susceptibility, Staining of Trim Material, Fogging Characteristics, Ash Determination, Variable Surface Temperature Heat Exposure, Accelerated Weathering, High Temperature Humidity Aging, Gasoline Puddle Test, Gasoline Dip Test, Knife Cross-Hatch Adhesion, Brittleness, Environmental Cycles, Dime Scrape Test, Thumbnail Hardness, Chip Resistance, Solvent Rub, Taber Abrasion, Perspiration, Thermal Shock, Water Jet Test, Accelerated Corrosion, Car Wash Simulation, Dust-Out From Fiber Sound Absorber Pad, Resistance to Pilling, Quick – Connector Fittings for Vapor Fuel Line, Parting Lines, Sulfur Dioxide Spot Test, Cleanability, Noncontact Staining Measurement, Lamps, Quantify Foreign Material on Engine and Transmission Components, Paint Thickness, Electrical/Electronic Component Analytical/Development/Validation (A/D/V), Connector Test, Resistance to Stretch and Set, Flammability, Fogging, Colorfastness to Artificial Light, Testing Switches, Highly Accelerated Life Testing Halt/Hast, Impact Resistance, Water Spotting, Scuff and Mar Resistance, Migration, Colorfastness to Artificial Weathering, Chemical Resistance to Fluids, Sunscreen and Insect Repellent Resistance, Resistance to Scratching, Tape Adhesion Test, Cyclic Corrosion, Double-Coated Foam Tape, Creepback, Scab Corrosion Creepback, Resistance to Abrasion, Hook Fastener Resistance, Cleanliness of Powertrain Components, Cantilever Sag Resistance, Mass per Area, Determining the Resistance to Odor Propagation, Resistance to Mildew Growth, Tearing Strength, Fiber Degradation, Soil and Cleaner Resistance, Seam Fatigue, Weave and Yarn Count | GM10004C, GM10005C, GM4298P, GM4465P, GM4476P, GM4486P, GM9032P, GM9033P, GM9058P, GM9059P, GM9060P, GM9067P, GM9070P, GM9071P, GM9077P, GM9082P, GM9125P, GM9126P, GM9128P, GM9130P, GM9133P, GM9141P, GM9146P, GM9193P, GM9200P, GM9201P, GM9302P, GM9214P, GM9305P, GM9306P, GM9310P, GM9327P, GM9329P, GM9500P, GM9501P, GM9502P, GM9503P, GM9505P, GM9506P, GM9507P, GM9508P, GM9509P, GM9515P, GM9517P, GM9525P, GM9531P, GM9540P, GM9600P, GM9635P, GM9652P, GM9676P, GM9684P, GM9736P, GM9900P, GM9902P, GMN8020TP, except photometrics, section 4.3.1.2.2.4; GMN6752, GM9518P, GMW3172, sections 8 and 9 only, GMW3191, GMW3211, GMW3232, GMW3235, GMW3414, GMW3431, except section 4.4.7; GMW8287, GMW14093, GMW14102, GMW14124, GMW14130, GMW14141, GMW14162, GMW14334, GMW14444, Sections 3.3.7, 3.4.11, 3.4.12, 3.4.13, 3.4.15, 3.4.16, 3.4.19 only; GMW14445, GMW14688, GMW14698, GMW14829, GMW14872, GMW14892, Section 3.1.5; GMW14906, GMW15201, GMW15282, GMW15288, GMW15651, GMW16037, GMW16190, GMW3182, GMW3205, GMW3259, GMW3326, GMW3387, GMW3402, GMW3405, GMW4090 | ISO 17025
16043 | Helium Leak testing *very limited* |  | ISO 17025
16044 | High Speed Puncture Properties of Plastics Using Load and Displacement Sensors | ASTM D3763 | ISO 17025
16045 | Hydraulic Master Cylinders for Motor Vehicle Brakes Test Procedure | SAE J1153 | ISO 17025
16046 | Hydraulic Pressure Pulse | GMW14139 | ISO 17025
16047 | Impact Resistance of Plastics (Izod Pendulum, Unnotched Cantilever Beam, Gardner Falling Weight, Charpy V Notched Impact, Falling Ball) | ASTM D256, ASTM D4812, ASTM D5420, ASTM D6110, ISO 179-1, ISO 180, NES M0134 | ISO 17025
16048 | Initial Tear Resistance of Plastic Film & Sheeting | ASTM D1004 | ISO 17025
16049 | In-Plane Shear Strength of Reinforced Plastics | ASTM D3846 | ISO 17025
16050 | Lead-acid batteries testing for automobiles, motorcycles, etc. | ABNT NBR 15940, ABNT NBR 15941 | ISO 17025
16051 | Liftgate and Decklid Latches | PF 4091 | ISO 17025
16052 | Load Testing of Components |  | n/a
16053 | Martindale Tester (Abrasion Resistance, Pilling Resistance, Surface Changes, Propensity to Surface Fuzzing) | ASTM D4966, ASTM D4970, ISO 12945-2, ISO 12947-1, ISO 12947-2, ISO 12947-3, ISO 12947-4, | ISO 17025
16054 | Non-ASTM Peel | PSTC 1 | ISO 17025
16055 | Olsen Stiffness | ASTM D747 | n/a
16056 | Passenger Car Windshield Wiper Systems | SAE J903 | ISO 17025
16057 | Peel Adhesion of Pressure Sensitive Tape | ASTM D3330, ASTM D3359 | ISO 17025
16058 | Peel or Stripping Strength of Adhesive Bonds | ASTM D903 | ISO 17025
16059 | Poisson’s Ratio | ASTM E132 | ISO 17025
16060 | Propagation Tear Resistance of Plastic Film and Thin Sheeting (Pendulum or Single-Tear Method) | ASTM D1922, ASTM D1938 | ISO 17025
16061 | Qualification Test for E-Fan With EC/DC Drive Motor | VDA AK 1.4.2 | ISO 17025
16062 | Qualitative Adhesion Testing of Metallic Coatings | ASTM B571, Section 3.8, 13 | ISO 17025
16063 | Quick Connector Specification for Liquid Fuel and Vapor/Emissions Systems | SAE J2044 | ISO 17025
16064 | RCA Abrasion Testing | ASTM F2357 | ISO 17025
16065 | Resistance to Abrasion of Organic Coating | GMW 15487 | ISO 17025
16066 | Resistance to Pilling and Minking of Textile Fabrics | Chrysler LP-463KB-37-01 | ISO 17025
16067 | Road Vehicle 60 V to 600 V Single Core Cable Methods | ISO 6722 | ISO 17025
16068 | Rubber Hose Testing | ASTM D380 | ISO 17025
16069 | Shear Strength of Plastics by Punch Tool | ASTM D732 | ISO 17025
16070 | Shock (Mid-1 and Mid-2 only), Drop, Penetration, Roll-Over, Immersion, Crush, High Temperature Hazard, Thermal Stability, Cycling without Thermal Management, Thermal Shock Cycling | SAE J2464 | ISO 17025
16071 | Shock Testing | DIN EN 60068-2-27 | n/a
16072 | Short-Beam Strength of Polymer Matrix Composite Materials | ASTM D2344 | ISO 17025
16073 | Specification for Testing Automotive Miniature Bulb Socket/Circuit Plate Assemblies | USCAR 15 | ISO 17025
16074 | Static & Kinetic Coefficients of Friction of Plastic Film & Sheeting | ASTM D1894; ISO 8295 | ISO 17025
16075 | Strength of Adhesive Bonded Rigid Lap Shear Joints | ASTM D3163 | ISO 17025
16076 | Stress Strain Characteristics in Compression | ISO 3386-2 | ISO 17025
16077 | Stretch and Set Testing | SAE J855 | ISO 17025
16078 | Suspension – Shock Absorbers – Mounting Attachment Strength | PF 4614 | ISO 17025
16079 | Taber Abrasion Resistance Testing | ASTM C501, ASTM D1044, ASTM D3884, ASTM D4060, NES M0136, SAE J1530, SAE J1847; SAE J365; SAE J948 | ISO 17025
16080 | Tearing Resistance of Paper | ASTM D689 | ISO 17025
16081 | Tearing Strength of Fabrics (Tongue (Single Rip) Procedure, Trapezoid Procedure) | ASTM D2261, ASTM D5587, ASTM D5733, ISO 13937-2 | ISO 17025
16082 | Tearing Strength of Rubber and Elastomers (Trouser, Angle and Crescent Pieces) | ASTM D624, ISO 34-1 | ISO 17025
16083 | Temperature, Pressure and Flow (TPF) Testing | Various | n/a
16084 | Tensile Breaking Strength and Elongation | ASTM D5034, ASTM D5035 | ISO 17025
16085 | Tensile Breaking Strength of Paper & Paperboard | ASTM D828 | ISO 17025
16086 | Tensile Impact Resistance | ASTM D1822 | ISO 17025
16087 | Tensile Properties - Rubber (Stress Strain) | ASTM D412, ISO 37 | ISO 17025
16088 | Tensile Properties (Including Poisson’s Ratio) | ASTM D3039 | ISO 17025
16089 | Tensile Properties of Plastics (Including Poisson's Ratio) | ASTM D1708, ASTM D638, ASTM D882, ISO 1798, ISO 527-1, ISO 527-2, ISO 527-3, ISO 527-4, ISO 527-5 | ISO 17025
16090 | Thermal Cycle Test Methods for Plastic Parts | NES M0132 | ISO 17025
16091 | Transmission and Engine Cooler Lines; Coupled Hose Testing | PF 10174; PF 10523; PF 11051 | ISO 17025
16092 | Unwind Pull Test for Adhesive Tapes | ASTM D1000 | ISO 17025
16093 | Various Material Specifications - May or may not be able to perform all tests within these specs | MS-DC 40; MS JF-1000; MS JP 1-3; PF-10952; PF-11084; PF-11203; PF-10356; PF-6494; PF-9688; DCX-DC-10611; ES-3U5A-9002-AA; ES-5L2P-7W092-AA; ES-7T4E-6B616-AA; WSS-M8P18; WSS-M1F27; WSS-M1F28; WSS-M15P27-D; WSS-M15P32-C; WSS-M15P45-A, except section 3.12; WSS-M15P4-E; WSS-M15P4-F; WSS-M2P181-B; FMVSS 571.106; GM1131M; GM1502M; GM2152M; GM2215M; GM2617M, except 3.4.2.1; GM2727M; GM2751M; GM2755M; GM2763M; GM3107M; GM3602M; GM3626M; GM3802M; GM3803M; GM4350M; GM4351M, except 2.1.2.4; GM4372M; GM4373M; GM4374M; GM4435M; GM6083M; GM6086M; GM6090M; GM6121M; GM6140M; GM6174M; GM6197M; GM6210M; GM6211M; GM6264M; GM6273M; GM6291M; GM6406M; GM7001M; GM7400M; GM7451M, except 3.2.3; GM7452M; GM7469M; GMW14444; GMW14231; GMW14650; GMW16443; JIS L 1096; MS 300-32; MS 320-05; NES M0094; SAE J1128; SAE J1639; SAE J17; Toyota TSH3130G; VW PV3366; VW TL496, WSS-M99P32-D6, WSS-99D068-A2 | ISO 17025
16094 | Vibration Testing Methods for Automobile Parts | JIS D 1601 | ISO 17025
16095 | Volkswagen Specifications - Resistance to Environmental Cycle Test (+80/-40) °C; Exposure Test of Passenger Compartment Components; Resistance to Environmental Cycle Test; Determining Condensable Constituents; Test of Ozone Resistance and Permanent Deformation; Reference Photographs after Exposure to Ozone; Insulating Material Behavior during Flame Exposure; Odor Test; Materials for Vehicle Interiors, Burning Behavior | VW PV1200, VW PV1303, VW PV2005, VW PV3015, G; VW PV3305, VW PV3316, VW PV3357, VW PV3900, VW TL1010 | ISO 17025
16096 | Wicking | SAE J913 | ISO 17025
16097 | Wire Abrasion Testing |  | n/a
16098 | Wyzenbeek Abrasion Resistance | ASTM D4157 | ISO 17025
16099 | Thickness of Textile Materials | ASTM D1777, ASTM D5729, ISO 5084; SAE J882 | ISO 17025
16100 | Thermo Mechanical Analysis & Differential Scanning Calorimetry - Transition Temperature (DSC), Oxidative Induction Time, Heats of Transitions (DSC), Linear Thermal Expansion by Thermomechanical Analysis (TMA), Compositional Analysis by Thermogravimetry (TGA), Glass Transition Temperature (DSC), Melting Point (DSC), | ASTM D3418, ASTM D3895, ASTM D4591, ASTM E831, ASTM E1131, ASTM E1356, GM 9094P, ISO 11357-1, ISO 11357-2, ISO 11357-3, ISO 11358, ISO 11359-1, ISO 11359-2 | ISO 17025
16101 | API Gravity/Density | ASTM D1298; IP 160; ISO 3675 | ISO 17025
16102 | Ash Content | ASTM D482; ISO 6245, ISO 3451 | ISO 17025
16103 | Chemical Analysis - LECO, AA, DCP, XRF, TGA, ICP | ASTM E1019, ASTM E227, ASTM E2823, ASTM E1251, ASTM E350, ASTM E353, ASTM E53, ASTM E1131 | ISO 17025
16104 | Chemical Resistance | ASTM D1308, D4752; Chrysler LP-463PB-31-01, LP-463PB-57-03; Ford FLTM AN 101-01, BI 113-01, BI 113-02, BI 113-07, BI 113-05, BI 152-01, BN 103-01, BN 112-08; GM 9133P, 9509P, 9517P; GMW 14333, 14334, 14864, 14869, 14701, 14864, 16625; SAE J322; NES MO133 | ISO 17025
16105 | Chip or Gravel Resistance (Gravelometer) | ASTM D3170; Ford BI157-04, BI 157-06; GMW 14700; Chrysler LP 463PB-52-01; SAE J400 | ISO 17025
16106 | Cleanability of Textiles and Plastics | GM 9531P (Inactive)1, 9600P (Inactive)1; GMW 3402, 14334, 96745, 14865, 16745; Chrysler LP-463KC-04-01 | ISO 17025
16107 | Cloud Point of Petroleum Oils | ASTM D2500; IP 219; ISO 3015 | ISO 17025
16108 | Color Measurements | ASTM D2244, E1331; SAE J1545, J1717 (Appendix E), GM 9741P (Inactive)1; Ford BI 109-03, SAE J1545; ASTM D1729; Ford BI 109-01; AATCC (EP1); ISO 105-A03 | ISO 17025
16109 | Compatibility | GM 9141P | ISO 17025
16110 | Cone Penetration of Lubricating Grease | ASTM D217; IP 50, ASTM D1403; IP 310; ISO 2137 | ISO 17025
16111 | Density and Specific Gravity Determination | ISO 1183-1 (Method A), ASTM D792, D3574 (Section A), D1217 | ISO 17025
16112 | Drop Melting Point of Petroleum Wax | ASTM D127; IP 133 | ISO 17025
16113 | Dropping Point | IP 132; ISO 2176 | ISO 17025
16114 | Effects of Liquids | ASTM D471 | ISO 17025
16115 | Filler Content/Glass Content (%) | GM 9077P | ISO 17025
16116 | Flow Rates - Extrusion Plastometer | ASTM D1238; ISO 1133 | ISO 17025
16117 | Fluorescent UV Condensation Exposure | ASTM D4329, D4587, G151, G154; TSH3130G; SAE J2020 | ISO 17025
16118 | Fogging of Interior Materials | GMW 3235; SAE J1756; Chrysler LP-463DB-12-1; NES MO153 | ISO 17025
16119 | Gasoline Resistance | FLTM BO 101-05; HES D6501 (Section 3.21) | ISO 17025
16120 | Gloss/Haze Measurements | ASTM D523, D4039; Ford BI 110-01; SAE J1717 (Appendix E) | ISO 17025
16121 | Interior Fabric Testing | SAE J855, SAE J883, ASTM D5402; GM 9509P; GMW 15891, GMN 10033; Ford BI 113-08, ASTM D618; ISO 291, ASTM D1777, ASTM C272, Ford BI 104-01, Ford BI 104-04 GM 9231P; GMW 16745, GMW 14865, GMW 17103, ASTM D2565, ASTM D4459, ASTM G26, ASTM G151, ASTM G153, ASTM G155, TSH3130G, GMW 3414 (Cycle A and B), GMW 14162; ISO 4892, Part 2; SAE J2412, SAE J2527, SAE J1885 (Inactive)1, SAE J1960 (Inactive) 1; Ford BO 116-01, ASTM D3776, ASTM C373, SAE J913, ASTM D3774 | ISO 17025
16122 | Kinematic Viscosity | ASTM D445; IP 71, ASTM D2196 (Method A), D4212;, IP 267 | ISO 17025
16123 | Lubricant Compatibility Testing | GM 3623M (Sections 2.2.2, 3.3.1 and 3.3.2), GM 9901P; Auto Steel Partnership (Sections 3 and 7) | ISO 17025
16124 | Melting & Crystallization Temperature by Thermal Analysis | ASTM E794 | ISO 17025
16125 | Mildew Growth / Mildew Resistance | GM 9215P; GMW 3259 | ISO 17025
16126 | Moisture Content of Polyamide (Karl Fischer Titration) | ASTM D6869 | ISO 17025
16127 | Odor Testing for Insulation Materials | Chrysler LP-463KC-09-01; SAE J1351; GMW 3205; NES MO160; TSM 0505G; Ford BO 131-03 | ISO 17025
16128 | Optical Emission Vacuum Spectrometry | ASTM E327, ASTM E415, ASTM E1086, ASTM E1251, ASTM E1253 | ISO 17025
16129 | PACCAR Paint Performance | PACCAR CMT-0033 (except section 8.1) | ISO 17025
16130 | pH of Aqueous Solutions with Glass Electrode | ASTM E70; Chrysler LP-463KC-01-01A | ISO 17025
16131 | Pour Point of Petroleum Oils | ASTM D97; IP 15; ISO 3016 | ISO 17025
16132 | Surface Roughness | Ford BA 003-01 | ISO 17025
16133 | Thermal Desorption (TD) or Liquid Injection (LI) Gas Chromatography (GC/MS) - No gas matrices or gaseous samples |  | n/a
16134 | Thermal Oxidative Stability of Propylene (Biaxial Rotator) | ASTM D3012; GM 9059P (Inactive) 1; GMW 14651 (Inactive) 1; ISO 4577 | ISO 17025
16135 | Volatile Organic Compounds (VOCs) - Uses GC/MS Headspace method or direct Thermal Desorption technique; other techniques include micro-chamber and small chamber, along with sample bag method. All these tests commonly analyze for Benzene, Cyclohexanone, Ethylbenzene, Styrene, Toluene, Xylene isomers, and Formaldehyde | Honda Dwg No. 00942-SNA-000; NES MO 402; Toyota TSM 05086; GMW 8081; PV 3341, 3925; FLTM BZ 156-01, BZ 157-01; GMW 15634, 15635; VDA 275, 277, 278; TPJLR.52.104; CAN/ULC-S774-09; ASTM D7706, D5116; ASTM D6886 | ISO 17025
16136 | Water Absorption | ASTM D570;ISO 62 | ISO 17025
16137 | Copper Acidified Salt Solution Testing (CASS) | ASTM B368 | ISO 17025
16138 | Crock, Rubbing, and Mar Resistance | Chrysler LP-463PB-54-01; Ford BI 161-01, BN 107-01; SAE J861; AATCC (TM8) | ISO 17025
16139 | Cyclic Corrosion Testing | Ford BQ105-01, BI123-01, BI123-03; GM 4476P (Inactive) 1, 9511P, 9540P; GMW 14458, 14872, 15288; NES M0158-96 CCTI & CCTIV; SAE J2334 | ISO 17025
16140 | Filiform Corrosion | ASTM D2803; Ford BI 124-01 | ISO 17025
16141 | Salt Spray Testing (Salt Fog) - Copper Accelerated Acetic Acid-Salt Spray (CASS) | ASTM B117, ASTM G85; ISO 9227; Ford BI 103-01; GM 4298P; GMW 3286; NES M0140-01; JIS 22371 | ISO 17025
16142 | Automotive Component Durability Testing | DVM 0019-ST; GMW 3067, 7699, 7000, 9123 , 3172; Chrysler PF 8502, PF 8401, PF 11029; DC-10859, 10254; Customer Specifications, 09.02-E-304, 09.02-E-308, 09.02-E-309; GMPT Catalytic Converter Assembly; CTS section 4.4.2.1; Chrysler PF-9010 (Section 2.4); ST-0036; Chrysler PF-10859, PF 8401; | ISO 17025
16143 | DC Current | Chrysler PF 9590; GMW 3172, 3431; Customer Specifications | ISO 17025
16144 | DC Voltage | AMD 005, AMD 009, AMD 022 | ISO 17025
16145 | Electrical Resistance | USCAR 2, USCAR 15, USCAR 21 | ISO 17025
16146 | Accelerated Weathering Testing | ASTM D5427; GMW 14124 | ISO 17025
16147 | BSR Objective and Jury EV Aluminumator (Noise Analysis) | GMW 7293, 14011; Customer Specifications | ISO 17025
16148 | Combined Temperature and Humidity Testing | NES MO 131; Customer Specifications | ISO 17025
16149 | Environmental Conditioning & Cycling | Chrysler LP-463LB-11-01-B, LP-463DD-07-01, SAE J323; Chrysler LP-463DD-08-02, ASTM D1735, D2247; GMW 14729, GM 9200P, 9310P; Chrysler LP-463DD-08-02, GMW 15432, Chrysler LP-463CB-10-01, LP-463LB-12-01, LP-463PB-22-01, LP-463PB-52-01, LP-463LB-13-01, LP-463PB-36-01; Ford BI 107-02, BI 107-05, BQ 104-07; DVO-0001-IP; GM 9310, 9540P; GMW 14124, 14872, 15432; MIL-STD 810G (Methods 501, 502, 503, 507, 521) | ISO 17025
16150 | Flammability Testing | 49 CFR 571.302 (FMVSS 302); GM 9070P (Inactive) 1; GMW 3232; ISO 3795; NES M0094; SAE J369; TSM 0500G; ASTM D635 | ISO 17025
16151 | Flash and Fire Points | ASTM D92; IP 36; ISO 2592; IP 34; ISO 2719; | ISO 17025
16152 | Fuel Tank Slosh Testing | FCA PF.90083, section 9.5 | n/a
16153 | High Temperature Air Flow/ Environmental Simulation | GMPT Catalytic Converter Assembly; CTS section 4.4.2.1; Ford CEPT: 09.02-E-300, 09.02-E-301; Chrysler PF-9019 (Section 4.4.2.1); Customer Specifications | ISO 17025
16154 | Humidity Testing | ASTM D1735, ASTM D2247, ASTM D4585; Ford BI 104-02, Ford BI 106-03, Ford BQ 104-02; GMW 14729 | ISO 17025
16155 | Moisture & Temperature on Adhesive Bonds | ASTM D1151 | ISO 17025
16156 | Multi-Axis Shaker Tables - MAST (Multi-Axis Simulation Table) | ST-0009; DC-10859; IP 0008; Customer Specifications | ISO 17025
16157 | Solar Loading/ Heating Testing | AMD 002, AMD 05, AMD 010, AMD 011, AMD 012, AMD 014, AMD 017; GM 9505P (Inactive) 1, GMW 9310P; | ISO 17025
16158 | Thermal Shock Testing | Chrysler PF 11084, 11029; Ford SDS IT 0005, 9014; MES PA 5500 D | ISO 17025
16159 | Vehicle/ Component Road Load Data Acquisition | ASTM E1237; Customer Specifications | ISO 17025
16160 | Vibration & Shock Testing | MIL STD 810F, 810G (Methods 514, 516); MIL STD 202E; MIL STD 167-1, 167-1A; IEC-68-2-34; IEC-68-2-6; IEC-68-2-27; USCAR 15, 20; SAE J1455; J1211 GMW 3172; Customer Specifications and/or customer supplied profiles | ISO 17025
16161 | Hardness & Microhardness Testing | ASTM E10, ASTM D2240 (Shore A&D); ISO 868, ASTM D1415 (Type M), Ford BI 112-02; ASTM E384, ASTM D3363;ASTM D785, ASTM E18; ISO 2039-01 | ISO 17025
16162 | Abrasion/Scratch Testing | GMW 15692;, ASTM D3884, D3389, D4060;, Chrysler LP-463KB-21-01;, Ford FLTM BN 108-02;, SAE J948, J1530, J1847;, NES M0141 (Section 6.2.8, Method 4);, NES M0154 (Section 18.1), NES M0136 (Method 1); NES M0141 (Section 6.2.8, Method 1), Ford FLTM BN 155-01; BMW GS 97024-1, -4, -5; BMW GS 97034-9; BMW GS 97034-1; BMW GS 97034-2 | ISO 17025
16163 | Adhesion or Cohesion | ASTM B571 (except sections 6 and 11), D3359;, Ford BI 106-01, BI 106-02;, GM 9502P (Inactive) 1;, GMW 3368, 14829 | ISO 17025
16164 | Atmospheric Etch Resistance | Chrysler LP-463PB-53-01 | ISO 17025
16165 | Bond Strength Testing | ASTM D638 (Type I, except Sections 5.2.4, 6.2, and 6.3), ASTM D903, ASTM D1000 (Sections 11-27, 37-53, 110-122, and 129-139), ASTM D1876, ASTM D3574 (Sections B-F, K, L) | ISO 17025
16166 | Breaking Strength | ASTM D5034 | ISO 17025
16167 | Compression Testing | ASTM F36, ASTM D395 (Method B), ASTM D695; ISO 604 | ISO 17025
16168 | Determining Formaldehyde Concentrations in Air from Wood Products Using a Small-Scale Chamber | ASTM D6007​ | n/a
16169 | Evaluations | ASTM D610, D660, D661, D714, D1654; Ford BI 160-01 (except procedure A); GM 9102P; GMW 15282 | ISO 17025
16170 | Falling Sand Abrasion Testing | ASTM D968 | ISO 17025
16171 | Film Thickness | ASTM B487, B659, D4138 (Method A), D7091; Ford BI 117-01; GM 9518P (Inactive) 1, 4260P | ISO 17025
16172 | Flexural Properties | ASTM D522, D4145;, Ford BI 105-01;, GM 9503P, 9836P (Inactive) 1;, GMW 16746, Chrysler LP-463KB-13-01, LP-463LB-09-01; Ford FLTM BN 102-04A, BN 119-01, ASTM D790; ISO 178; SAE J949 | ISO 17025
16173 | Foams | ASTM D3574 (except G,H, I2, I4) | ISO 17025
16174 | Freight Containers-Mechanical Seals | ISO 17712 | ISO 17025
16175 | Gardner & Izod Impact Testing | ASTM D2794, D5420 (Geometry GC and GE);, Ford BI 108-01, Ford BO 151-01 (Method B [Impact Ball Shore A 72.5]), ASTM D256; ISO 180; GM 9032P (Inactive) 1; GMW 14093; SAE J1717 (Appendix D) | ISO 17025
16176 | Indentation and Recovery | Ford BO 111-02 | ISO 17025
16177 | Multiaxial Impact Testing | ASTM D3763 | ISO 17025
16178 | Peel Testing | Chrysler PS-9040, LP-463TB-03-01; Ford BN 113-01, BV 101-06; GM 9521P (Sections 3.9-4.2) (Inactive) 1, GM 9907P (Inactive) 1; GMW 3371; SAE J1523 | ISO 17025
16179 | Shear Testing | ASTM D624 (Types B, C and T) | ISO 17025
16180 | Subsystem or Component Sound Master Laboratory Recording and Evaluation Procedure, Customer Actuated Sound | GMW 14155 | ISO 17025
16181 | Tear Strength Testing | ASTM D2261, ASTM D5587, ASTM D624 (Types B, C & T) | ISO 17025
16182 | Tensile Testing | ASTM D412 (Method A -Types A and C), ASTM D638; ISO 527-1 & 2, ASTM E8, ASTM D412, ASTM D5035 | ISO 17025
16183 | Toyota Test Standard | TSC 0511G | n/a
16184 | Wear and Scratch Resistance | Ford BN108-13; GMW 14688 (Method A); Chrysler LP-463DD-18-01, SAE J1530-A (Taber Abrasion Only), Chrysler LP-463DD-18-02, Ford BN 108-04; GM 9150P; GMW 14130; SAE J365 | ISO 17025
16185 | Thermal Analysis - Thermomechanical Analysis (TMA) - Measures: Coefficient of thermal expansion (CTE), coefficient of linear thermal expansion (CLTE), bulk expansion, softening point, glass transition temperature (Tg), heat deflection point, etc. | ASTM E831, ASTM E1545 | ISO 17025
16186 | European Technical Approval Development | Various | EOTA
16187 | Wheelmark - Marine | Marine Equipment Directive | UKAS
16188 | Fire Resistance - Containers for Radioactive Materials in Transit | IAEA Regulations for the Safe Transport of Radioactive Materials, 1985, and Supplement 1988, Paragraph 628 | UKAS ISO/IEC 17025
16189 | Fire resistance - Filing/Data Cabinets | NT Fire 017: Edition 3: 2003-09 | UKAS ISO/IEC 17025
16190 | Fire resistance - Gas Meters | BS EN 1359:1999, clause 6.5.5 | UKAS ISO/IEC 17025
16191 | Fire resistance - General Offshore Constructions | Fire resistance test using NPD Regulations for production and auxiliary systems on production installations’ (para 6.2.4), Fire resistance test using Dept of Environment hydrocarbon fire resistance test for elements of construction for offshore installations. Test specification issue 1 January 1990 | UKAS ISO/IEC 17025
16192 | Fire test - Transport Drums | Amersham International plc. IPM 108, issue 1:1991 | UKAS ISO/IEC 17025
16193 | Fire testing - Concrete, Mortar and Grout | EN 1504-2:2004, EN 1504-3:2005, EN 1504-4:2004, Annex V - Testing Laboratory (AVCP) System 3, The Construction Products Regulation (EU) No 305/2019 | UKAS ISO/IEC 17025
16194 | Fire testing - Flooring Systems Testing | EN 12057:2004, EN 12058:2004 , EN 14342:2005+A1:2008, EN 14041:2004, EN 14041:2004/AC:2006, EN 13454-1:2004, EN 13813:2002, EN 14016-1:2004, The Construction Products Regulation (EU) No 305/2016, The Construction Products Regulation (EU) No 305/2017, The Construction Products Regulation (EU) No 305/2018, Annex V – Testing Laboratory (AVCP) System 3 | UKAS ISO/IEC 17025
16195 | Fire Testing - Gypsum Products | EN 13950:2005, EN 14190:2005, EN 14209:2005, EN 14496:2005, EN 520:2004+A1:2009, EN 12859:2011, EN 12860:2001, EN 12860:2001/AC:2002, EN 13279-1:2008, EN 14195:2005, EN 14195:2005/AC:2006, EN 520:2004+A1:2009; The Construction Products Regulation (EU) No 305/2012;The Construction Products Regulation (EU) No 305/2011, Annex V – Testing Laboratory (AVCP) System 3 | UKAS ISO/IEC 17025
16196 | Fire Testing - Membranes | EN 13859-1:2005+A1:2008, The Construction Products Regulation (EU) No 305/2011, EN 13707:2004+A2:2009, EN 13956:2005, EN 13956:2005/AC:2006, EN 13956:2012, EN 13859-1:2005+A1:2008, EN 13859-2:2010, EN 13970:2004, EN 13970:2004/A1:2006, EN 13984:2004, EN 13984:2004/A1:2006, EN 13967:2004, EN 13967:2004/A1:2006, EN 13967:2012, EN 13969:2004, EN 13969:2004/A1:2006, EN 13707:2004+A2:2009, EN 13956:2005, EN 13956:2005/AC:2006 EN 13956:2012, EN 13859-1:2005+A1:2008 | UKAS ISO/IEC 17025
16197 | Fire testing - Space Heated Appliances | EN 442-1:1995/A1:2003, Annex V - Testing Laboratory (AVCP) System 3, The Construction Products Regulation (EU) No 305/2020 | UKAS ISO/IEC 17025
16198 | Fire Testing - Thermal Insulation Products | EN 13162:2008 , EN 13163:2008 , EN 13164:2008, EN 13165:2008, EN 13166:2008, EN 13167:2008, EN 13168:2008, EN 13169:2008, EN 13170:2008, EN 13171:2008, The Construction Products Regulation (EU) No 305/2017, Annex V - Testing Laboratory (AVCP) System 3 | UKAS ISO/IEC 17025
16199 | Fire testing - Walls and Curtains | EN 13830:2003, The Construction Products Regulation (EU) No 305/2013, Annex V – Testing Laboratory (AVCP) System 3 | UKAS ISO/IEC 17025
16200 | Fire tests - Automotive Interiors | BS AU 169a:1992, ISO 3795:1989, EC Directive 95/28/EC Annex IV and Annex V., Transport Canada Technical Standards Document No 302, FMVSS 302:2002, UN Regulation No. 118 including Amendment 1: Anexxes 6, 7, 8., GB 8410:2006, CNS 13387 | UKAS ISO/IEC 17025
16201 | Fire tests - Marine Construtions | LRS Survey of passenger ships vol 11 (rule 54 para 6.2) , IMO Resolution A687(17):1991 , IMO Resolution A688(17):1991 , IMO Resolution A753(18):1993 Appendix 3 , IMO Resolution A754(18):1993 * IMO Resolution MSC 61 (67):1996 annex 1:part 6 ,IMO Resolution MSC 307(88) – 2010 FTP Code Annex 1: Part3 | UKAS ISO/IEC 17025
16202 | Flammability - Meter Housings | National Grid Specification , T/SP/PRS35 - Sections 9.2.2 & 9.2.3 | UKAS ISO/IEC 17025
16203 | Flammability - Welding Curtains | BS EN 1598:1998 | UKAS ISO/IEC 17025
16204 | Flammability- Marine Construtions | IMO Resolution MSC 61 (67):1996 annex 1:part 5, IMO Resolution A653(16), IMO Resolution MSC 307(88) – 2010 FTP Code - Annex 1: Part 5 | UKAS ISO/IEC 17025
16205 | Heat release | BS 476 Part 15:1993, ISO 5660-1:2002, AS/NZS 3837:1998 | UKAS ISO/IEC 17025
16206 | Horizontal burning test | BS 4735:1974 | UKAS ISO/IEC 17025
16207 | Ignition test for furniture - Marine Construtions | IMO Resolution A471 (XII):1981, amended by IMO Resolution A563 (14) IMO Resolution A652(16) IMO Resolution MSC 307(88) – 2010 FTP Code - Annex 1: Part 8 | UKAS ISO/IEC 17025
16208 | Integrity of building elements after fire exposure - Hose Stream Application | ASTM E2226-14 | UKAS ISO/IEC 17025
16209 | Lintels (in walls and partitions) | EN 845-2:2003 , The Construction Products Regulation (EU) No 305/2016 | UKAS ISO/IEC 17025
16210 | Non combustibility - Marine Construtions | IMO Resolution MSC 61 (67):1996 annex 1:part 1 , IMO Resolution MSC 307(88) – 2010 FTP Code - Annex 1: Part 1 | UKAS ISO/IEC 17025
16211 | Smoke and toxicity - Marine Construtions | IMO Resolution MSC 61 (67):1996 annex 1:part 2 BS ISO TR 9122-3:1993 ISO CD 9122-3 (draft rev ISO TR 9122-3:1993) Defence Standard 02-713:2012 (NES 713) DOCUMENTED IN-HOUSE Operating Procedure 106:2011 DOCUMENTED IN-HOUSE Operating Procedure 108:2011 using Ion Chomatography DOCUMENTED IN-HOUSE Operating Procedure 162:2011 using Fourier Transform InfraRed (FTIR) IMO Resolution MSC 307(88) – 2010 FTP Code - Annex 1: Part 2 | UKAS ISO/IEC 17025
16212 | Smoke test - Marine Construtions | BS EN ISO 5659-2:2006 , BS EN ISO 5659:1994 , ASTM E1995:2008 | UKAS ISO/IEC 17025
16213 | Smoke tests | BS 6401:1983 | UKAS ISO/IEC 17025
16214 | Class 0 Fire Tests | n/a | UKAS ISO/IEC 17025
16215 | Fire Stop Ratings (F-rating, Flame Ratings) - 30, 60, 90 minutes | n/a | UKAS ISO/IEC 17025
16216 | Fire Testing - Hospital Bin Tests | HTM 0503 | UKAS ISO/IEC 17025
16217 | Fire Testing - Rubber Pipes and Hoses | BS EN 1762 | UKAS ISO/IEC 17025
16218 | Flammability performance for textiles used in the construction of marquees and similar textile structures. | BS 7837:1996 | UKAS ISO/IEC 17025
16219 | CE Marking - construction products | Construction Products Regulation | UKAS
16220 | CE Marking - construction products | Construction Products Regulation | UKAS
16221 | Certifire/Certisecure - Construction Product Certification | Various | UKAS
16222 | FIRAS Site Inspection | Various | UKAS
16223 | FRACS | Various | UKAS
16224 | Product Assessments | Various | n/a
16225 | UKCA and CE Marking of Building Hardware (Mechanically Operated Locks, Latches and Locking Plates) | EN 12209:2003/AC:2005 | UKAS ISO/IEC 17025
16226 | Assessment | Approved Document B, NFPA, Australian Building Code, Saudi Building Code, UAE Fire Code (any other international standard for fire)
16227 | Compartmentation drawings | Approved Document B, NFPA, Australian Building Code, Saudi Building Code, UAE Fire Code (any other international standard for fire)
16228 | Detail review | Approved Document B, NFPA, Australian Building Code, Saudi Building Code, UAE Fire Code (any other international standard for fire)
16229 | Expert Witness | Approved Document B, NFPA, Australian Building Code, Saudi Building Code, UAE Fire Code (any other international standard for fire)
16230 | Fire Risk | Approved Document B, NFPA, Australian Building Code, Saudi Building Code, UAE Fire Code (any other international standard for fire)
16231 | Fire strategy report | Approved Document B, NFPA, Australian Building Code, Saudi Building Code, UAE Fire Code (any other international standard for fire)
16232 | Heat transfer analysis (Finite Element) | Approved Document B, NFPA, Australian Building Code, Saudi Building Code, UAE Fire Code (any other international standard for fire)
16233 | Heat transfer analysis (Hand Calculation) | Approved Document B, NFPA, Australian Building Code, Saudi Building Code, UAE Fire Code (any other international standard for fire)
16234 | Means of escape modelling (Finite Element) | Approved Document B, NFPA, Australian Building Code, Saudi Building Code, UAE Fire Code (any other international standard for fire)
16235 | Means of escape modelling (Hand Calculation) | Approved Document B, NFPA, Australian Building Code, Saudi Building Code, UAE Fire Code (any other international standard for fire)
16236 | Passive Fire Protection Inspection | Approved Document B, NFPA, Australian Building Code, Saudi Building Code, UAE Fire Code (any other international standard for fire)
16237 | Radiation Analysis | Approved Document B, NFPA, Australian Building Code, Saudi Building Code, UAE Fire Code (any other international standard for fire)
16238 | Smoke Modelling (CFD) | Approved Document B, NFPA, Australian Building Code, Saudi Building Code, UAE Fire Code (any other international standard for fire)
16239 | Smoke Modelling (Zone) | Approved Document B, NFPA, Australian Building Code, Saudi Building Code, UAE Fire Code (any other international standard for fire)
16240 | Fire testing - Fire stopping, fire sealing and fire protective products | ETAG 018 - 1, ETAG 018 - 2, ETAG 018 - 3, ETAG 018 - 4, Annex V - Testing Laboratory (AVCP) System 3, The Construction Products Regulation (EU) No 305/2018 | UKAS ISO/IEC 17025
16241 | Fire Testing - Internal Partitions Testing | ETAG 003, Annex V – Testing Laboratory (AVCP) System 6, The Construction Products Regulation (EU) No 305/2019, The Construction Products Regulation (EU) No 305/2020, Annex V – Testing Laboratory (AVCP) System 7 | UKAS ISO/IEC 17025
16242 | Fire Testing - Liquid Applied Roof Waterproofing | ETAG 005, The Construction Products (EU) No 305/2011Regulation, Annex V - Testing Laboratory (AVCP) System 3 | UKAS ISO/IEC 17025
16243 | Fire Testing - Prefabricated Stair Kits | ETAG 008, The Construction Products (EU) No 305/2011 Regulation, Annex V - Testing Laboratory (AVCP) System 3 | UKAS ISO/IEC 17025
16244 | Fire Testing - Prefabricated Wood Samples | ETAG 019, The Construction Products Regulation (EU) No 305/2025, Annex V - Testing Laboratory (AVCP) System 3, ETAG 016 - 1, ETAG 016 - 2, ETAG 016 - 3, ETAG 016 - 4, ETAG 019, ETAG 016 - 1, ETAG 016 - 2, ETAG 016 - 3, ETAG 016 - 4 The Construction Products Regulation (EU) No 305/2026, The Construction Products Regulation (EU) No 305/2027, The Construction Products Regulation (EU) No 305/2011, ETAG 019 | UKAS ISO/IEC 17025
16245 | Fire testing - Self-Supporting Translucent Roof Kits | ETAG 010, The Construction Products (EU) No 305/2011 Regulation, Annex V - Testing Laboratory (AVCP) System 3 | UKAS ISO/IEC 17025
16246 | Fire Resistance Testing - Ceilings/Membranes, Columns and Beams | BS 476 Part 22:1987:Section 9 *, BS EN 1364-2:1999, BS EN 13381-6:2012 (non loadbearing) (Test method only), BS 476 Part 21:1987:Section 5, Fire test Study Group Resolution 47 and 70, BS EN 1365-3:2000, Certifire TS14 Test method only, Certifire TS15 Test method only, DD ENV 13381-3:2002 prEN 13381-3:2012 , BS EN 13381-4:2013 (except 5.2.3) (Test method only) * BS EN 13381-8:2013 * | UKAS ISO/IEC 17025
16247 | Fire Resistance Testing - Doors and Shutters | BS 476 Part 22:1987:Sections 6, 7 and 8, Fire Test Study Group Resolutions 51 and 70, BS EN 1634-1:2014 (incorporating relevant part of BS EN 1191:2000), BS EN 81-58:2003, ISO 3008:2007, KS 2268-1, NFPA 252:2012, Certifire TS10, TS12, TS23, TS24, TS26, TS31, TS34 Test methods only | UKAS ISO/IEC 17025
16248 | Fire Resistance Testing - Ducts, Dampers and Ventilators | BS 476: Part 24:1987, BS EN 1366-1:1999, ISO 6944-1:2008, BS EN 1366-2:1999, BS ISO 10294-1:1996, BS ISO 10294-5:2005, BS EN 1366-10:2011, BS EN 1366-5:2010, BS EN 1366-8:2004, BS EN 12101-2:2003, BS 7346:Part 1:1990 appendices B & C, Certifire TS16:Appendices 2 & 3 Test method only, BS 7346:Part 2:1990 | UKAS ISO/IEC 17025
16249 | Fire Resistance Testing - Seals | BS EN 1366-3:2009 *, Certifire TS03 Test method only, BS EN 1366-4:2006+A1:2010, | UKAS ISO/IEC 17025
16250 | Fire Resistance Testing - Timber door assemblies | BS 476:Part 23:1987:Section 6 Certifire TS11:1990 Test method only BS ISO 12472:2003 | UKAS ISO/IEC 17025
16251 | Fire Resistance Testing - Walls and Partitions (Vertical tests ONLY; no horizontal testing) | BS 476 Part 8:1972 (withdrawn), BS 476 Part 20:1987 *, Fire Test Study Group Resolution 70, BS EN 1363-1:2012 *, BS EN 1363-2:1999 *, DD ENV 1363-3:1999 *, ISO 834:1975 (withdrawn), ISO 834-1:1999/Amd 1:2012, ASTM E119:2012 *, NFPA 251:2006, NFPA 252:2012, AS 1530-4:2005, UL 9:2009, UL 10b:2009, UL 10c:2009, BS 476 Part 21:1987 Section 8 *, BS 476 Part 22:1987:Section 5 *, Fire Test Study Group Resolutions 47, 51 and 70, BS EN 1364-1:1999 *, BS EN 1365-1:2012, BS EN 1364-3:2014, BS EN 1364-4:2014, DD ENV 13381-5:2002, DD ENV 13381-2:2002, BS 476 Part 22:1987:Section 10 *, ISO 3009:2003, Certifire TS25 Test method only, BS 476 Part 21:1987:Section 7 , Fire Test Study Group Resolution 67 and 70, BS EN 1365-2:2000, BS EN 1366-6:2004, MOB PF2 PS/SPU:1992 (fire test only), BS 476 Part 23:1987:Section 5 *, Fire Test Study Group Resolution 68 and 70, prENV 13381-1:2001 DD CEN/TS 13381-1:2005 | UKAS ISO/IEC 17025
16252 | Full-scale room test | BS 476:Part 33:1993, BS EN 14390:2007 | UKAS ISO/IEC 17025
16253 | Smoke leakage | BS EN 1634-3:2004 (ambient test) Documented in-house method based on BS 476 Section 31.1:1983 and ISO 5925-1:2007 , Certifire TS21Test method only | UKAS ISO/IEC 17025
16254 | fire resistance tests on components of smoke control systems | BS EN 13501-2:2007+A1:2009 | UKAS ISO/IEC 17025
16255 | Bomb Calorimetry | ASTM D4809, ISO 1716, ASTM D2382 | UKAS ISO/IEC 17025
16256 | Circuit integrity test | BS 6387:2013, BS 7629 Part 1:2008, IEC 60331-1:2013, IEC 60331-2:2009, IEC 60331-21:1999, IEC 60331-23:1999, CEI. IEC 60331-11:1999 (amendment 2009), BS EN 50200:2006 , BS 5839-1:2013 - Section 26.2 (d) & 26.2 (e), BS 8434-1:2003, BS 8434-2:2003 + A2:2009 | UKAS ISO/IEC 17025
16257 | Conditioning requirements for test specimens | BS EN 13238:2010 | UKAS ISO/IEC 17025
16258 | Corrosive gas emission - Cable Tests | BS EN 50267-1:1999 , BS EN 50267-2-1:1999 , BS EN 50267-2-2:1999 , BS EN 50267-2-3:1999 , IEC 60754-1:2011 , IEC 60754-2:2011 , NF X70-100-1:2006 , NF X70-100-2:2006 , DOCUMENTED IN-HOUSE Operating Procedure 142:2011 , DOCUMENTED IN-HOUSE Operating Procedure 106:2011, DOCUMENTED IN-HOUSE Operating Procedure 108:2011 using Ion Chromatography, DOCUMENTED IN-HOUSE Operating Procedure 162:201109 using Fourier Transform InfraRed (FTIR) | UKAS ISO/IEC 17025
16259 | Fire propagation | BS 476 Part 6:1989 + A1:2009 | UKAS ISO/IEC 17025
16260 | Fire resistance - Aircraft walkways | NFPA 415:2008 | UKAS ISO/IEC 17025
16261 | Fire Test - Flammability - Contaminant Sheets & Sheets on Construction Sites | BS 7955:1999:Annex C | UKAS ISO/IEC 17025
16262 | Fire test for lifeboat materials - Marine Construtions | IMO MSC/circ 1006:18 June 2001: sections 3 & 4 | UKAS ISO/IEC 17025
16263 | Fire Testing - Full Scale Tests | BS 8414 Part 1 & Part 2. | UKAS ISO/IEC 17025
16264 | Flame propagation | BS EN 60332:2004 Part 1-1, 1-2, 1-3, 2-1, 2-2, IEC 60332:2004 Part 1-1, 1-2, 1-3, 2-2, 2-2, EN 50085-1:2005+A1:2013, BS EN 61386-1:2008, BS EN 61534-1:2011, BS 7846:2009, F2, BS EN 60695-11-2:2014 | UKAS ISO/IEC 17025
16265 | Flammability | UL 94:2014, ASTM D635 - 10, BS EN ISO 9773:1999, BS 5803: Part 4:1985, IEC 60695-11-10:1999 +A1:2003 | UKAS ISO/IEC 17025
16266 | Flammability - Critical Radiant Flux of Floor Coverings | BS 6307:1982 , BS EN ISO 9239-1:2010 , BS ISO 9239-1:1997 (withdrawn) , ISO 6925:1982, ASTM E648:2014 | UKAS ISO/IEC 17025
16267 | Flammability - Electrical Components for Ships | BS IEC 60092-101:1995 | UKAS ISO/IEC 17025
16268 | Flammability temperature index - Railway Passenger Stock, Building Construction | BS EN ISO 4589-3:1996 | UKAS ISO/IEC 17025
16269 | Flammability temperature index - Transport and Building Construction | BS EN ISO 4589-3:1996 | UKAS ISO/IEC 17025
16270 | Glow wire test - Transport and Building Construction | BS EN 60695-2-10:2001, BS EN 60695-2-12:2001, BS EN 60695-2-13:2001, BS EN 61386-1:2008, BS EN 60695-2-10:2013 | UKAS ISO/IEC 17025
16271 | Heat emission | BS 476 Part 11:1982 | UKAS ISO/IEC 17025
16272 | Heat of combustion | BS EN ISO 1716:2010 | UKAS ISO/IEC 17025
16273 | Hose test - Marine Construtions | ISO 7840:2004 | UKAS ISO/IEC 17025
16274 | Hot metal nut test - assessment and labelling | BS 4790:1987, BS 5287:1988 | UKAS ISO/IEC 17025
16275 | Hot metal nut test - Playground Surfaces | BS 7188:1998+A2:2009 | UKAS ISO/IEC 17025
16276 | Ignitability | BS 476 Part 5:1979 , BS 476 Part 12:1991 , BS EN ISO 11925-2:2010 , BS ISO 11925-3:1997 , ISO, 11925-1:1999, Kleinbrenner, B2 NF P92-501:1995, NF P92-503:1995, NF P92-504:1995, NF P92-505:1995, NF P92-507:1995, NF P92-512:1995 | UKAS ISO/IEC 17025
16277 | Ignitability - Fabric & Fabric Assemblies | BS 7157:1989 , BS EN 14115 | UKAS ISO/IEC 17025
16278 | Ignitability - Fabrics for Tented Structures | BS 7157:1989 | UKAS ISO/IEC 17025
16279 | Needle flame test - Electrotechnical Equipment | BS EN 60695-11-5:2005 | UKAS ISO/IEC 17025
16280 | Non-combustibility | BS 476 Part 4:1970 , Certifire TS 20 Test method only , BS EN ISO 1182:2010 , AS 1530-1:1994 | UKAS ISO/IEC 17025
16281 | Oxygen index - Marine Construtions | BS EN ISO 4589-2:1999 , BS EN ISO 4589-3:1996, ASTM D2863:2013 | UKAS ISO/IEC 17025
16282 | Oxygen index - Transport and Building Construction | BS EN ISO 4589-1:2000, BS EN ISO 4589-2:1999 | UKAS ISO/IEC 17025
16283 | Rate of burning (Laboratory method) | BS 2782:Part 0: Method 508A:2011, BS 2782 Part 5: Method 508A:1970, BS 2782:Part 1: Method 140E:1982, BS 2782:Part 1: Method 140D:1980, BS 2782:Part 1: Method 140D:1997 | UKAS ISO/IEC 17025
16284 | Reaction to Fire - Railway Passenger Stock, Building Construction | NF F 16-101, London Underground Limited (LUL):Cat. 1, No. 1.085 : Issue No A3: March 2011, UIC 564-2:Appendix 5:1991, UIC 564-2:Appendix 9:1991, UIC 564-2:Appendix 11:1991, UIC 564-2;Appendix 12:1991, UIC 564-2:Appendix 13:1991, EN 45545-2:2013:Annex B, except R14, DD CEN/TS 45545-2:2009: Annex B | UKAS ISO/IEC 17025
16285 | Reaction to fire classification | BS EN 13501-1:2007 + A1:2009 | UKAS ISO/IEC 17025
16286 | Single Burning Item (SBI) Test | BS EN 13823:2010 | UKAS ISO/IEC 17025
16287 | Smoke | BS ISO TR 5659-3:1999 | UKAS ISO/IEC 17025
16288 | Smoke and Toxicity (FAA Aircraft Materials Fire Test Handbook) - Aircraft Interiors | BS 6198:Part 5:1997 Annex B & Annex C, BSS 7238, BSS 7239, ABD 0031:Issue F, AITM 2.0007, 2.0008, 3.0005, DOT/FAA/AR – 00/12:Chapter 6 & 19 | UKAS ISO/IEC 17025
16289 | Smoke emission | BS 6724:1997+A3:2008, BS EN 50268-1:2000, BS EN 50268-2:2000, BS EN 60702-1:2002, BS EN 60702-2:2002 , IEC 61034-1:2005+A1:2013, IEC 61034-2:2005+A1:2013 | UKAS ISO/IEC 17025
16290 | Smoke emission and toxicity - Railway Passenger Stock, Building Construction | BS 6401:1983, BS 6853:1999 Annex B1, B2, D, BS EN ISO 5659-2:1999, ASTM E662:2013 , NF X10-702-1:1995, NF X10-702-2:1994, NF X10-702-3:1994, NF X10-702-4:1994, NF X10-702-5:1994, DOCUMENTED IN-HOUSE Operating Procedure 106:2011, DOCUMENTED IN-HOUSE Operating Procedure 108:2011 using Ion chromatography, DOCUMENTED IN-HOUSE Operating Procedure 162:2011 using Fourier Transform InfraRed (FTIR), prEN 2824, 2825 and 2826, EN 45545-2:2013:Annex C, except R14; DD CEN/TS 45545-2:2009 : annex C: methods 1 & 2, DIN 5510-2:2009:Annex C | UKAS ISO/IEC 17025
16291 | Smoke index - Marine Construtions | Defence Standard 02-711:2012 (NES 711) | UKAS ISO/IEC 17025
16292 | Smoke index - Railway Passenger Stock, Building Construction | EN 60684-2:1997:clause 43 | UKAS ISO/IEC 17025
16293 | Smoke tests | BS EN ISO 5659-1:1999 / BS EN ISO 5659-2:2012 | UKAS ISO/IEC 17025
16294 | Surface spread of flame - Reaction to fire | BS 476:Part 7:1997, Certifire TS 19 Test method only, BS ISO 5658-2:2006+A1:2011 | UKAS ISO/IEC 17025
16295 | Toxicity index - Transport and Building Construction | EN 60684-2:1997:clause 44 | UKAS ISO/IEC 17025
16296 | Vandalisation test for seat coverings - Railway Passenger Stock, Building Construction | EN 45545-2:2013:Annex A, except R14; DD CEN/TS 45545-2: 2009: Annex A | UKAS ISO/IEC 17025
16297 | Waste Water Kit Testing | EN 12050-1:2001, EN 12050-2:2000, EN 12050-3:2000, The Construction Products Regulation (EU) No 305/2014, Annex V – Testing Laboratory (AVCP) System 3, EN 13101:2002, EN 13101:2002, The Construction Products Regulation (EU) No 305/2015, The Construction Products Regulation (EU) No 305/2016, EN 1433:2002, EN 1433:2002/A1:2005 | UKAS ISO/IEC 17025
16298 | Combustibility of Materials Using a Tube Furnace with a Cone-shaped Airflow Stabilizer, at 750°C | ASTM E2652 | UKAS ISO/IEC 17025
16299 | Cone Calorimetry | n/a | UKAS ISO/IEC 17025
16300 | Flammability of curtains and drapes - vertical textile material test | BS 5867-2 | UKAS ISO/IEC 17025
16301 | Marine Fire Testing - International Maritime Organization (IMO) and the International Convention for the Safety Of Life At Sea (SOLAS) | MO MSC 307(88) Annex 1, Part 1 - Non combustibility; IMO MSC 307(88) Annex 1, Part 2 - Smoke and toxicity; IMO MSC 307(88) Annex 1, Part 3 - "A", "B" and "F" class divisions; Appendix 1: Thermal radiation test supplement to fire resistance tests for windows in "A", "B" and "F" class divisions.; Appendix 2: Continuous "B" class divisions.; IMO MSC 307(88) Annex 1, Part 4 - Fire door control systems; IMO MSC 307(88) Annex 1, Part 5 - Surface flammability; IMO MSC 307(88) Annex 1, Part 7 - Vertically supported textile flammability; IMO MSC 307(88) Annex 1, Part 8 - Upholstered furniture; IMO MSC 307(88) Annex 1, Part 9 - Bedding component flammability; ISO 1716 - Bomb calorimeter test, IMO Part 2 | UKAS ISO/IEC 17025
16302 | Reaction to fire tests for building products - Determination of a building product's propensity to undergo continuous smouldering (ETICS) | EN 16733 | None
16303 | Cytotoxicity | ISO 10993-5 | ISO 17025
16304 | Colilert (PA/QT) & Heterotrophic Plate Count Methods (Pour Plate) | 40 CFR Part 141; 327 IAC 8-1 & 8-2 | Indiana State Department of Health (ISDH)
16305 | Conductivity (Stage 1) | USP 645 | ISO 17025
16306 | Total Organic Carbon (TOC) | SM 5130C, USP 643 | ISO 17025
16307 | Acid Detergent Fiber |  | ISO 17025
16308 | Alicyclobacillus |  | ISO 17025
16309 | Anaerobic Plate Count |  | ISO 17025
16310 | Ash Content | AOAC 923.03 | ISO 17025
16311 | Bacillus cereus |  | ISO 17025
16312 | Bacillus cereus |  | ISO 17025
16313 | Bioburden | ISO 11737-1 | ISO 17025
16314 | Calcium Detection (Ca) by EDTA | AOAC 983.19 | ISO 17025
16315 | Colilert (PA/QT) & Heterotrophic Plate Count Methods (Pour Plate) | 40 CFR Part 141; 327 IAC 8-1 & 8-2 | Indiana State Department of Health (ISDH)
16316 | Crude Fat & Fiber Analysis |  | ISO 17025
16317 | E. Coli - Food | AOAC 990.11E, AOAC 998.08, AOAC 991.14 | ISO 17025
16318 | E. Coli - Wastewater | SM 9223B | ISO 17025
16319 | E. Coli 0157:H7 | AOAC 2000.14 | ISO 17025
16320 | E.coli 0157:H7 and STEC | AOAC RI 011402 F | ISO 17025
16321 | Enterobacteriaceae | AOAC 2003.01 | ISO 17025
16322 | Escherichia coli, Salmonella, Staphylococcus aureus, Pseudomonas aeruginosa | USP <62> | ISO 17025
16323 | Fat Content | AOCS Am 5-04 | ISO 17025
16324 | Fiber Content | AOCS Ba 6a-05 | ISO 17025
16325 | Heterotrophic Plate Count/Total Microbial Count - Drinking Water | SM 9215B, USP 1231 | ISO 17025
16326 | Iron Reducing Bacteria |  | ISO 17025
16327 | Lactic Acid Bacteria |  | ISO 17025
16328 | Limulus Ambocyte Lysate (LAL) - Medical Devices | United States Pharmocopia 31 (USP 31), USP 85, USP 161 | ISO 17025
16329 | Listeria Monocytogenes | AOAC 2004.02, AOAC RI 070401 | ISO 17025
16330 | Listeria Species | AOAC 2004.06, AOAC RI 981202 | ISO 17025
16331 | Listeria Spp. | AOAC RI 070401 | ISO 17025
16332 | Listeria-Spp. | AOAC RI 011201 | ISO 17025
16333 | Moisture Loss on Drying | AOAC 925.10, AOAC 926.08, AOAC 950.46, AOAC 930.15 | ISO 17025
16334 | Moisture/Protein Ratio |  | ISO 17025
16335 | Peanut Allergen | AOAC RI 030403 | ISO 17025
16336 | pH | SM 4500 HB, AOAC 981.12, USP 791 | ISO 17025
16337 | Protein Content | AOAC 992.15, AOAC 990.03 | ISO 17025
16338 | Ractopamine |  | ISO 17025
16339 | Salmonella | AOAC 2011.03 and AOAC RI 020901, AOAC RI 120301 | ISO 17025
16340 | Salmonella Enteritidis - Enviro & Shell Eggs | SOP No. 7011, AOAC RI111001 | ISO 17025, U.S. Department of Agriculture’s Food Safety and Inspection Service (USDA FSIS)
16341 | Salmonella Spp. | AOAC RI 031201 | ISO 17025
16342 | Shelf Life Testing / Evaluation |  | ISO 17025
16343 | Specified Organisms: E. coli, Salmonella, Pseudo. aeruginosa, Staph. aureus, Clostridia, Candida albicans, Bile Tolerant Gram -ve | USP 62 | ISO 17025
16344 | Staphylococcus Aureus | AOAC 2003.07, AOAC 2003.08, AOAC 2003.11 | ISO 17025
16345 | Sulfur Reducing Bacteria |  | ISO 17025
16346 | Tetracycline |  | ISO 17025
16347 | Total Aerobic Microbial Count (TAMC); Total Yeast & Mold Count (TYMC) | SM9215, USP 61, USP 62 | ISO 17025
16348 | Total Bacterial Count | AOAC 986.32, AOAC 990.12 | ISO 17025
16349 | Total Coliform - Drinking Water | SM 9223B | ISO 17025
16350 | Total Coliform - Food | AOAC 990.11, AOAC 991.14 | ISO 17025
16351 | Water Activity | AOAC 978.18 | ISO 17025
16352 | Yeast and Mold, 3M Rapid Yeast & Mold | AOAC 995.21, AOAC 997.02, AOAC 121301, AOAC 2014.05 | ISO 17025
16353 | Modal Vibration Testing |  | ISO 17025
16354 | Fluid Contamination (subcontract only not done in lab) | BS EN 60068-2-74:2000:Xc, DEF STAN 00-35, Issue 4 Chapter 4-04:2006, BS 3G100:Part 2: Subsect 3.12:1991, RTCA DO 160F:11.0:2007, RTCA DO 160G:2010, DEF STAN 07-55:1983 Test C4 | ISO 17025
16355 | Altitude Testing | RTCA/DO-160, Section 4 | ISO 17025
16356 | Climate Testing - High Humidity and High Temperature (Constant and Cyclic) | DEF STAN 00-35, Issue 4 Chapter 3-07:2006, RTCA DO 160F:6.3:2007, RTCA DO 160G:2010, MIL-STD 810G:2008 Method 507.5, TR 2130C:2005, BS EN 50155:10.2.5:2007, BS2011:Ca:1977, BS 2011:Cab:1990, BS 2011:Cb:1990, BS EN 60068-2-30:2005, BS EN 60068-2-78:2002, BS EN 60945:2002, IEC 68-2-3:1969, IEC 60068-2-30:1980, IEC 68-2-56:1988, BS 3G100:Part 2:Subsect 3.7: 1972(1983), DEF STAN 07-55:1983 Tests B6, B7 | ISO 17025
16357 | Climate Testing - High Humidity and High Temperature (Constant and Cyclic) | BS EN 60068-2-14:2000 Tests Na, Nb, IEC 68-2-14:1984, BS 3G100:Part 2: Subsect 3.15:1978(1983), DEF STAN 00-35, Issue 4 Chapter 3-14:2006, DEF STAN 07-55:1983 Test B14, MIL-STD 810G:2008 Method 503.5 | ISO 17025
16358 | Climate Testing - Humidity and High Temperature (Constant, Constant/Cyclic and Cyclic) | DEF STAN 00-35, Issue 4 Chapters 3-01 and 3-02:2006, ETSI EN 300 019-2-1:2000, ETSI EN 300 019-2-2:1999, ETSI EN 300 019-2-3:2003, RTCA DO 160F:4.5:2007, RTCA DO 160G:2010 2130C:2005, BS EN 50155:10.2.4:2007, BS EN 50133-1:1997, BS EN 60068-2-2:2007, BS EN 60945:2002, IEC 68-2-2:1974(1994), BS 3G100:Part 2:Subsect 3.2: 1970(1983), DEF STAN 07-55:1983 Tests B1, B2 MIL-STD 810G:2008, Method 501.5 (Procedures I and II) | ISO 17025
16359 | Climate testing - Low Temperature (Constant and Cyclic) | DEF STAN 00-35, Issue 4 P Chapters 3-04 and 3-05:2006 BS EN 60068-2-1:2007 Tests Aa, Ab, Ad, EN 300 19-2-1:2000, ETSI EN 300 19-2-2:1999, ETSI EN 300 19-2-3:2003, IEC 68-2-1:1990, TR 2130C:2005, BS 3G100:Part 2:Subsect 3.2: 1970(1983) EQUIPMENT, RTCA DO 160F:4.5.1:2007, RTCA DO 160G:2010, DEF STAN 07-55:1983 Tests B4, B5, BS EN 50155:10.2.3 and 10.2.14:2007 MIL-STD 810G:2008 Method 502.5 BS EN 50133-1:1997 NES 1004:1995 Data Sheet 8 DEF STAN 08-123:2000 Data Sheet 8 Lloyds Register Specification No 1:1996: | ISO 17025
16360 | Climate Testing- Solar Radiation | DEF STAN 00-35, Issue 4 P, solar radiation Chapter 3-02:2006(Procedure A), BS EN 60068-2-5:2000, IEC 60068-2-5:1975, MIL-STD 810G:2008, Method 505.5 BS EN 60945:2002 | ISO 17025
16361 | Climate Testing: High/Low atmospheric pressure; High Humidity | BS EN 60068-2-13:1999, BS EN 60068-2-40:2000, BS EN 60068-2-41:2000, BS EN 60068-2-61:1994, DEF STAN 00-35 (Part 3), Issue 4 Tests CL11, CL12, and CL21:2006, DEF STAN 07-55:1983 Test B11 and B12, MIL-STD 202F:105C:1980, MIL-STD 810G:2008 Method 500.5 Procedures I and II, MIL-STD 810G:2008 Method 520.3, RCTA DO 160F:2007, RTCA DO 160G:2010 Sections 4.6.1 and 4.6.3 | ISO 17025
16362 | Corrosion Testing: Salt Spray | BS EN 60068-2-11:1999:Ka, BS EN 60068-2-52:1996:Kb, IEC 68-2-11:1981, IEC 68-2-52:1996, TR 2130C:2005, BS 3G100:Part 2: Subsection 3.8:1977(1983), BS EN 50155:10.2.10:2007, BS EN ISO 9227:2006 Test NSS, DEF STAN 07-55:1983 Tests C2, C5, RTCA DO 160F:14.0:2007, RTCA DO 160G:2010, MIL-STD 810G:2008 Method 509.5, DEF STAN 00-35, Issue 4 Chapters 4-02:2006 and 4-05:2006 ASTM B117-07 NES 1004:1995, Data Sheet 21 DEF STAN 08-123:2000 Data Sheet 21 Lloyds Register Specification No 1:1996: Salt mist | ISO 17025
16363 | Drip-Proof Testing | ETSI EN 300 19-2-1:2000 P, BS 3G100:Part 2:Subsect 3.11: 1973(1983) Grade B, RTCA DO 160F:10.3.1:2007, RTCA DO 160G:2010, DEF STAN 00-35, Issue 4 Chapter 3-28:2006, BS EN 60068-2-18:2001, IEC 60068-2-18:2000, DEF STAN 07-55:1983 Test D4, BS EN 50133-1:1997 MIL-STD 810G:2008 Method 506.5 Procedure III | ISO 17025
16364 | Driving Rain Testing | BS EN 60068-2-17:1995, IEC 68-2-17:1994, BS 3G100:Part 2:Subsect 3.11:1973(1983) Grade B, DEF STAN 00-35, Issue 4 Chapter 3-27:2006, DEF STAN 07-55:1983 Test D3, NES 1004:1995 Data Sheet 18, DEF STAN 08-123:2000 Data Sheet 18 | ISO 17025
16365 | Dust and Sand Testing - Driving | DEF STAN 07-55:1983 P Test D1, RTCA DO 160F:12.0:2007, RTCA DO 160G:2010 (Section 12.4), MIL-STD 810G:2008 Method 510.5 Procedures I and II, DEF STAN 00-35, Issue 4 Chapter 3-25:2006 | ISO 17025
16366 | Dust and Sand Testing - Turbulence | DEF STAN 07-55:1983Test D1, DEF133:1971 para 10; RTCA DO 160G:2010 (Section 12.4) | ISO 17025
16367 | Environmental Tests - High Humidity - Constant and Cyclic | BS 2011:Part 2.1Ca:1977+A1, IEC 60068-2-3:1969, BS 2011:Part 2.1Cb:1990, IEC 60068-2-56:1988, BS EN 60068-2-30:1999, BS EN 60068-2-30:2005, IEC 60068-2-30:1980, IEC/EN 60068-2-30:2005, IEC/EN 60068-2-78:2001, EN 50130-5:1999, EN 50130-5:2011, BS 2011:Part 2.1Db:1981+A1, BS EN 60068-2-38:1999, BS EN 60068-2-38:2009, IEC 60068-2-38:1974, IEC/EN 60068-2-38:2009, BS 2011:Part 2.1Z/AD:1977 | ISO 17025
16368 | Environmental Tests - High Temperature - Constant and Cyclic | BS EN 60068-2-2:1993+ A1:1993, IEC 60068-2-2:1974, IEC/EN 60068-2-2:2007, BS 2011:Part 2.1B:1977, EN 50130-5:1999, EN 50130-5:2011 | ISO 17025
16369 | Environmental Tests - Low temperature - Constant and Cyclic | BS EN 60068-2-1:1993+ A1:1993+A2 1994, IEC 60068-2-1:1990, IEC/EN 60068-2-1:2007, BS 2011:Part 2.1A:1990+A1: Including Amendment 1, BS 2011:Part 2.1A:1977, EN 50130-5:1999, EN 50130-5:2011 | ISO 17025
16370 | Fine Mist Testing | BS EN 60068-2-18:2001, IEC 60068-2-18:2000, DEF STAN 07-55:1983 Test D2 | ISO 17025
16371 | Hydrostatic Pressure Testing |  | ISO 17025
16372 | Icing/Freezing Rain Testing | MIL-STD 810G:2008 Method 521.3, RTCA DO 160F:24.0:2007, RTCA DO 160G:2010, DEF STAN 00-35, Issue 4 Chapter 3-10:2006, NES 1004:1995 Data Sheet 15, DEF STAN 08-123:2000 Data Sheet 15 | ISO 17025
16373 | Ingress Protection (IP) | IEC 60529:1989/A2:2013, EN 60529:1991/A2:2013, IEC 60529:2001, Amd 1 , IP44 | ISO 17025
16374 | Ingress Protection (IP) - Solids, Sand and Dust | BS EN 60529:1992 (2000), EN 60529:1991, IEC 60529:1989, BS EN 60598-1:2008, Clause 9.2, Lloyds Register Specification No 1:1996:Enclosure test, TR 2130C:2002; RTCA DO 160G:2010 (Section 12.4), IP44 | ISO 17025
16375 | Ingress Protection (IP) - Water | BS EN 60529:1992 (2000), EN 60529:1991, IEC 60529:1989, BS EN 60598-1:2008, Clause 9.2, Lloyds Register Specification No 1:1996:Enclosure test, TR 2130C:2002, IP44, IP X6, IPX6 | ISO 17025
16376 | Rapid Decompression Testing | AECTP300, method 312; MIL-STD-810, Method 500, Procedures I, II, III, IV; RTCA/DO-160, Section 4 | ISO 17025
16377 | RTCA DO-160 Environmental Tests | RTCA DO-160 Sections 4, 5, 6, 7, 8, 10, 11, 12, 13, 14 | ISO 17025
16378 | Scanning Laser Doppler Vibrometer (SLDV) ​ |  | ISO 17025
16379 | Spray Proof Testing | RTCA DO 160F:10.3.2:2007, RTCA DO 160G:2010 | ISO 17025
16380 | Temperature Change/Variation | RTCA DO 160F:5.3:2007, RTCA DO 160G:2010 Category B and C only, ETSI EN 300 19-2-1:2000, ETSI EN 300 19-2-2:1999, ETSI EN 300 19-2-3:2003 | ISO 17025
16381 | Thermal Shock - Automatic Transference | BS EN 60068-2-14:2000 Tests Na, Nb, IEC 68-2-14:1984, BS 3G100:Part 2: Subsect 3.15:1978(1983), DEF STAN 00-35, Issue 4 Chapter 3-14:2006, DEF STAN 07-55:1983 Test B14, MIL-STD 810G:2008 Method 503.5 | ISO 17025
16382 | Thermal Shock - Manual Transference | BS EN 60068-2-14:2000 Tests Na, Nb, IEC 68-2-14:1984, BS 3G100:Part 2: Subsect 3.15:1978(1983), DEF STAN 00-35, Issue 4 Chapter 3-14:2006, DEF STAN 07-55:1983 Test B14, MIL-STD 810G:2008 Method 503.5 | ISO 17025
16383 | Acceleration Testing (Steady State) | BS EN 60068-2-7:1993:Ga, IEC 68-2-7:1983, BS 3G100:Part 2: Subsection3.6:1972(1983), DEF STAN 07-55:1983 Test A6, DEF STAN 00-35, Issue 4 Chapter 2-13:2006, MIL-STD 810G:2008 Method 513.6, RTCA DO 160F:7.3:2007, RTCA DO 160G:2010 | ISO 17025
16384 | Bend Testing | DEF STAN 00-35, Issue 4 Chapter 2-17:2006; DEF STAN 07-55:1983 Test A14 | ISO 17025
16385 | Bounce Testing (Wheeled Vehicle Transportation) | DEF STAN 00-35, Issue 4 Chapter 2-11:2006, BS EN 60068-2-55:1993, IEC 68-2-55:1987, DEF STAN 07-55:1983 Test A8 | ISO 17025
16386 | Bump Testing | DEF STAN 00-35, Issue 4 Chapter 2-12:2006; TR 2130C:2005; BS EN 60068-2-29:1993:Eb; IEC 68-2-29:1987; DEF STAN 07-55:1983 Test A5; ETSI EN 300 19-2-2:1999; ETSI EN 300 19-2-3:2003 | ISO 17025
16387 | Drop and Tumble Testing | DEF STAN 00-35 Chapter 2-04:2006; TR 2130C:2005; BS EN 60068-2-31:2008:Ec; IEC 68-2-31:1969; ETSI EN 300 19-2-2:1999; DEF STAN 07-55:1983 Test A4; BR 967:1973:Mechanical Environmental Clause 5.1 | ISO 17025
16388 | Dynamic Hydraulic Testing | BRB/RIA 20:1995, Lloyds Register Specification No 1:1996:Vibration test 1 and 2, BR 967:1973:Mechanical Environments, Clauses 5.2 and 5.3 (2-100 Hz) | ISO 17025
16389 | Endurance Testing (Force - static/dynamic displacement, strain, freq. cycles completed at failure) |  | ISO 17025
16390 | Fatigue Testing - Sinusodial, random, synthesised | DEF STAN 00-970:1989 Part 2:Chapter 201 | ISO 17025
16391 | Free Fall (Operational) | EN 50130-5:1999, EN 50130-5:2011 | ISO 17025
16392 | Free Fall Impact Testing | DEF STAN 00-35: Chapter 2-05:2006; TR 2130C:2005; BS EN 60068-2-31:2008; IEC 68-2-32:1975; ETSI EN 300 19-2-2:1999; DEF STAN 07-55:1983 Test A9 | ISO 17025
16393 | High Cycle Fatigue Testing (HCF) | NES 1004:1995 Data Sheet 25, DEF STAN 08-123:2000 Data Sheet 25, DEF STAN 07-55:1983 Test A1, Test A2, MIL-STD 810G:2008 Method 514.6, Method 519.6, BRB/RIA13:1990, BRB/RIA 20:1988 | ISO 17025
16394 | Highly Accelerated Life Testing (HALT) / Highly Accelerated Stress Screening (HASS) - Screening Systems; Incorporated QRS-410T HALT System |  | ISO 17025
16395 | Lift Testing | DEF STAN 00-35, Issue 4 Chapter 2-15:2006 DEF STAN 07-55:1983 Test A12 | ISO 17025
16396 | Mechanical impact testing (IK code) | EN 62262, IEC 62262, IK rating (IK06, etc.) | ISO 17025
16397 | Mechanical Measurement | QAI No 3 | ISO 17025
16398 | Mechanical Measurement |  | ISO 17025
16399 | Pressure Testing (Air pressure/vacuum) | DEF STAN 00-35, Issue 4 Chapter 3-15:2006, NES 1004:1995 Data Sheet 13, DEF STAN 08-123:2000 Data Sheet 13, BS EN 60068-2-13:1999 | ISO 17025
16400 | Pressure Testing (Hydraulic Fatigue, Hydraulic Proof) | DEF STAN 00-35, Issue 4 Chapter 3-15:2006, NES 1004:1995 Data Sheet 13, DEF STAN 08-123:2000 Data Sheet 13, BS EN 60068-2-13:1999 | ISO 17025
16401 | Racking | DEF STAN 00-35, Issue 4 Chapter 2-18:2006; DEF STAN 07-55:1983 Test A15 | ISO 17025
16402 | Seismic Testing | ANSI/IEEE 344, ANSI/IEEE 693, ANSI/IEEE 323, SSCE 7-10 / AC 156, ASCE 7-10, BNFL ET 372, BS EN 60068-3-3, ETSI EN 300 019-2-3, ETSI EN 300 019-2-4, California Building Code (CBC), International Building Code (IBC), AC193 and AC308 | ISO 17025
16403 | Shock Testing | DEF STAN 00-35, Issue 4 Chapters 2-03, 2-06 and 2-07:2006; RTCA DO 160F:7.0:2007; RTCA DO 160G:2010; TR 2130C:2005; BS EN 60068-2-27:1993:Ea; EN 60068-2-81:2003; IEC 68-2-27:1987 | ISO 17025
16404 | Shock Testing | DEF STAN 00-35, Issue 4 Chapters 2-03, 2-06 and 2-07:2006; RTCA DO 160F:7.0:2007; RTCA DO 160G:2010; TR 2130C:2005; BS EN 60068-2-27:1993:Ea; EN 60068-2-81:2003; IEC 68-2-27:1987 | ISO 17025
16405 | Shock Testing - Ambient and Fluctuating Temperature | DEF STAN 07-55:1983 Test A3; MIL-STD 810G:2008 Method 516.6; BRB/RIA 20:1995; IEC 61373:1999; BS EN 50155:10.2.11:2007; BS EN 60255-21-2:1996; ETSI EN 300 19-2-1:2000; ETSI EN 300 19-2-2:1999; ETSI EN 300 19-2-3:2003; NES 1004:1995, Data Sheet 28; DEF STAN 08-123:2000 Sata Sheet 28 | ISO 17025
16406 | Shock Testing: Horizontal/Ambient Temperature | DEF STAN 00-35, Issue 4 Chapters 2-03, 2-06 and 2-07:2006; RTCA DO 160F:7.0:2007; RTCA DO 160G:2010; TR 2130C:2005; BS EN 60068-2-27:1993:Ea; IEC 68-2-27:1987; DEF STAN 07-55:1983 Test A3; MIL-STD 810G:2008 Method 516.6 | ISO 17025
16407 | Shock Testing: Horizontal/Ambient Temperature | DEF STAN 00-35, Issue 4 Chapters 2-03, 2-06 and 2-07:2006; RTCA DO 160F:7.0:2007; RTCA DO 160G:2010; TR 2130C:2005; BS EN 60068-2-27:1993:Ea; IEC 68-2-27:1987; DEF STAN 07-55:1983 Test A3; MIL-STD 810G:2008 Method 516.6 | ISO 17025
16408 | Shock Testing: Non-Ambient Temperature | BRB/RIA 20:1995; IEC 61373:1999; BS EN 50155:10.2.11:2007; ETSI EN 300 19-2-1:2000; ETSI EN 300 19-2-2:1999; ETSI EN 300 19-2-3:2003; NES 1004:1995 Data Sheet 28; DEF STAN 08-123:2000 Data Sheet 28; MIL STD 810G:2008 Method 516.6 | ISO 17025
16409 | Shock/Bump Testing - Ambient Temperature | BS EN 60068-2-27:1993+A1, IEC 60068-2-27:1987, IEC/EN 60068-2-27:2009, EN 50130-5:1999, EN 50130-5:2011, BS 2011:Part 2.1Ea:1987, BS EN 60068-2-29:1993+A1, IEC 60068-2-29:1987, BS 2011:Part 2.1Eb:1987, ETS 300 019-2-1:1994, ETS 300 019-2-2:1999, ETS 300 019-2-3:1999, ETS 300 019-2-4:1999, ETS 300 019-2-5:1994, ETS 300 019-2-6:1994, ETS 300 019-2-7:1994, ETS 300 019-2-8:1999, Excluding: ETS 300 019-2-2 T2.3 rain test, ETS 300 019-2-3 T3.1 to 3.5 Earthquake test, ETS 300 019-2-4 T4.1 Earthquake test T4.1 and 4.1E rain tests, ETS 300 019-2-5 T5.1 and T 5.2 (IEC Class 5M3) Shock test, ETS 300 019-2-6 T6.2 and 6.3 rain tests, ETS 300 019-2-7 T7.3 and 7.3E rain tests, ETS 300 019-2-8 T8.1 water tests | ISO 17025
16410 | Stack Testing (Static Load) | DEF STAN 00-35, Issue 4 Chapter 2-16:2006, DEF STAN 07-55:1983 Test A13 | ISO 17025
16411 | Static Testing - Purpose Built Reaction Frames | DEF STAN 08-123:2000 Data Sheet 35 | ISO 17025
16412 | Static testing - Reaction Frames/Prefabricated Enclosures | DEF STAN 00-35, Issue 4 Chapters 2-15 and 2-16:2006 and 3.22, NES 1004:1995 Data Sheet 36 | ISO 17025
16413 | Static Testing - Universal Testing Machines | DEF STAN 00-970: 1989 Part 2: Chapter 200, NES 1004: 195 Data Sheet 36, DEF STAN 08-123:2000 Data Sheet 36 | ISO 17025
16414 | Thermal Shock | BS EN 60068-2-14:2000, IEC 60068-2-14:1984, IEC/EN 60068-2-14:2009, BS 2011:Part 2.1N:1985,+ A1 Tests Na, Nb, EN 50130-5:1999, EN 50130-5:2011 | ISO 17025
16415 | Vibration Testing - Ambient Temperature | BS EN 60068-2-6:1996, IEC 60068-2-6:1995+C1:1995, IEC/EN 60068-2-6:2008, BS 201:Part 2.1Fc:1983+A1+A2, BS 2011:Part 2.1Fd:1973, BS 2011:Part 2.1Fda:1973, BS 2011:Part 2.1Fdb:1984+A1+A2, BS 2011:Part 2.1Fdc:1973+A1+A2, BS EN 60068-2-64:1995, IEC 60068-2-64:1993+C1:1993, IEC/EN 60068-2-64:2008, EN 50130-5:1999, EN 50130-5:2011 | ISO 17025
16416 | Vibration Testing (Ambient Temperature) | DEF STAN 07-55: 1986, Test A1, Test A2, MIL-STD 810G:2008 Method 541.6 Method 519.6, BRB/RIA 13:1990, BRB/RIA 20:1998, BRB/RIA 20:1995, Lloyds Register Specification No 1: 1996: Vibration Tests 1 and 2 Method 516.4, BRB/RIA 20:1995, IEC 61373:1999, BS EN 50155:10.2.11:2007, ETSI EN 300 19-2-1:2000, ETSI EN 300 19-2-2:1999, ETSI EN 300 19-2-3:2003 | ISO 17025
16417 | Vibration Testing (Static and Dynamic) | DEF STAN 00-35, Issue 4 Chapter 2-01:2006; BS 2011:Fd:1973(1984); BS 2011:Fda:1973(1984); BS 2011:Fdb:1973(1984); BS 2011:Fdc:1973(1984); BS EN 60068-2-6:2008:Fc; BS EN 60945:2002; IEC 60068-2-64:2008; IEC 68-2-6:1993; TR 2130C:2005; BS 3G100:Part 2: Subsection 3.1:1969(1983); RTCA DO 160F:8.0:2007; RTCA DO 160G:2010; IEC 61373:1999; BS EN 50155-1:2007; BS EN 60255-21-1:1996; ETSI EN 300 19-2-1:2000; ETSI EN 300 19-2-2:1999; ETSI EN 300 19-2-3:2003 | ISO 17025
16418 | ISTA Package Testing (Not ISTA accredited but can perform the tests) | ISTA 2A (Versions 2006 and 2011), ISTA 2B (Versions 2006 and 2011), ISTA 3B (Version 2017), ISTA 3E (Version 2017) | ISO 17025
16419 | Chemical testing and analysis |  | SCC / ISO 17025
16420 | Colour (color) measurement |  | SCC / ISO 17025
16421 | Dimensional Stability - Gap, flush, Deflection, Deformation and Point to Point measurement using a portable photogrammetry system to perform 3D measurements on components and full vehicles. |  | SCC / ISO 17025
16422 | Migration/blocking |  | SCC / ISO 17025
16423 | Photogrammetry |  | SCC / ISO 17025
16424 | Asset Marking Security Dots Testing | Form 121 | n/a
16425 | Chemical resistance | Ford FLTM BO 101-05 | SCC / ISO 17025
16426 | Colour assessment test | ASTM D2244 | SCC / ISO 17025
16427 | Odor / Odour Testing | TP JLR 52.458 | SCC / ISO 17025
16428 | Soiling and cleanability | Ford FLTM BN 112-08 | SCC / ISO 17025
16429 | VOC and SVOC Testing for Automotive Customers ONLY (Subcontract to Deeside) |  | SCC / ISO 17025
16430 | Gloss retention |  | SCC / ISO 17025
16431 | Paint thickness for automotive |  | SCC / ISO 17025
16432 | Plating thickness for automotive |  | SCC / ISO 17025
16433 | Corrosion Testing - Neutral salt spray (NSS), Cyclic corrosion (CCT) with roof spray and humidity, Copper Acetic Salt Spray (CASS), Humidity exposure 5% to 95%, water immersion, Prohesion, filiform and Ozone. Reach in and full vehicle chambers available | ASTM B117, ASTM B368, ISO 9227, TPJLR.52.253, ISO 6270, VDA 233-102, Other international and OEM specifications avail upon request | SCC / ISO 17025
16434 | Russian mud testing |  | SCC / ISO 17025
16435 | Calculation of thermal transmittance (U-Value) - Pivoted doors, windows and furniture | BS EN ISO 10077-1:2006, BS EN ISO 10077-2:2012, BS EN ISO 10456:2007 Clause 6, BS EN 673:2011 | SCC / ISO 17025
16436 | Accelerated Weathering Testing - Xenon-Arc, Carbon-Arc, Sunshine Carbon Arc, Sunshine Carbon Arc Weather-Ometers (SWOM), QUV Fluorescent, and open air weathering, Xenon Beta LM, Xenochrome 300 & 320, UV-A type A bulbs, UV-B Type B bulbs, | ASTM G155, ISO 4892-2, ISO 4892-3, SAW J2412, SAE J2527, Ford FLTM BO 116-01, Nissan NES M0135, VW PV1303, PV3920, PV3930, Honda HES D6601, Peugeot PSA D47 1431, | SCC / ISO 17025
16437 | Air permeability - Pivoted doors, windows and furniture | BS EN 13241-1:2003+A1:2011 Clause 4.4.6, BS EN 12426:2000, BS EN 12427:2000 | SCC / ISO 17025
16438 | Air permeability - Pivoted doors, windows and furniture | BS 6375-1:2015 , BS EN 1026:2016 | SCC / ISO 17025
16439 | Car Wash Simulation Testing (Coated Panel Evaluation) | ISO 20566 | n/a
16440 | Cold - Pivoted doors, windows and furniture | BS EN 14846:2028 | SCC / ISO 17025
16441 | Colour (color) fastness to rubbing / crocking | BS EN ISO 105-X12:2002 Ford FLTM BN107-01 VW PV 3906 | SCC / ISO 17025
16442 | Corrosion resistance - Pivoted doors, windows and furniture | BS EN 1935:2007 | SCC / ISO 17025
16443 | Corrosion resistance - Pivoted doors, windows and furniture | BS EN 1906:2020 | SCC / ISO 17025
16444 | Corrosion resistance - Pivoted doors, windows and furniture | BS EN 1154:1997+A1:2002 | SCC / ISO 17025
16445 | Corrosion resistance - Pivoted doors, windows and furniture | BS EN 14846:2026 | SCC / ISO 17025
16446 | Corrosion resistance (Test of operation at extremes of temperatures) - Pivoted doors, windows and furniture | BS 3621:2007+A2:2012, BS 8621:2007+A2:2012, BS 10621:2007+A2:2012, BS EN 12209:2044 | SCC / ISO 17025
16447 | Corrosion resistance and temperature - Pivoted doors, windows and furniture | BS 3621:2007+A2:2012, BS 8621:2007+A2:2012, BS 10621:2007+A2:2012, BS EN 12209:2043 | SCC / ISO 17025
16448 | Corrosion test - Pivoted doors, windows and furniture | BS EN 179:2008 | SCC / ISO 17025
16449 | Corrosion test - Pivoted doors, windows and furniture | BS EN 1125:2009 | SCC / ISO 17025
16450 | Cyclic Humidity | BS EN 60068-2-30:2005 BS EN 60068-2-78:2002 Jaguar / Land Rover TPJLR.52.351 Issue 232011 | SCC / ISO 17025
16451 | Dry heat - Pivoted doors, windows and furniture | BS EN 14846:2030 | SCC / ISO 17025
16452 | Dry Heat Tests - Automotive Components | BS EN 60068-2-2:2007, IEC 60068-2-2:2007, Jaguar / Land Rover TPJLR.52.352 Issue 2:2011 | SCC / ISO 17025
16453 | Environmental testing - low and high temperature and humidity. |  | SCC / ISO 17025
16454 | freeze thaw testing |  | SCC / ISO 17025
16455 | Infra-red sun simulation |  | SCC / ISO 17025
16456 | Low Temperature Tests - Automotive Components | BS EN 60068-2-1:2007 | SCC / ISO 17025
16457 | Operation at extremes of temperature - Pivoted doors, windows and furniture | BS EN 1154:1997+A1:2002 | SCC / ISO 17025
16458 | Resistance to chipping (Gravelometer) | SAE J400 Ford FLTM BI 157-06 Nissan NES M0141 6.2.3 Toyota TSM 0502G 4.5.4 | SCC / ISO 17025
16459 | Resistance to cyclic humidity - Pivoted doors, windows and furniture | BS EN 14846:2032 | SCC / ISO 17025
16460 | Resistance to water penetration - Pivoted doors, windows and furniture | BS EN 13241-1:2003+A1:2011 Clause 4.4.2, BS EN 12425:2000, BS EN 12489:2000 | SCC / ISO 17025
16461 | Resistance to wind load - complete doors, individual or collective elements | BS EN 13241-1:2003+A1:2011 Clause 4.4.3, BS EN 12424:2000, BS EN 12444:2001 | SCC / ISO 17025
16462 | Resistance to wind load - Pivoted doors, windows and furniture | BS 6375-1:2015, BS EN 12211:2016 | SCC / ISO 17025
16463 | Salt Spray- Pivoted doors, windows and furniture | BS EN 1154:1997+A1:2010, BS EN 1670:2007, BS EN ISO 9227:2012 | SCC / ISO 17025
16464 | Temperature Change Variation | BS EN 60068-2-14:2009 Jaguar / Land Rover TPJLR.52.353 Issue 3:2011 | SCC / ISO 17025
16465 | Temperature rise - Pivoted doors, windows and furniture | BS EN 1154:1997+A1:2006 | SCC / ISO 17025
16466 | Temperature test - Pivoted doors, windows and furniture | BS EN 179:2008 | SCC / ISO 17025
16467 | Temperature test - Pivoted doors, windows and furniture | BS EN 1125:2008 | SCC / ISO 17025
16468 | Thermal Shock |  | SCC / ISO 17025
16469 | Thermal shock testing | FLTM BI 107-05 | n/a
16470 | Vehicle Interior Air Quality (VIAQ) - Fogging / condensible constituents (photometric and gravimetric), odor, determination of organic compounds, specific compound emission, thermodesorption, Tedlar bag method 10L and 2000L, formaldehyde, full vehicle interior emissions | Jaguar Land Rover STJLR.51.5229, VDA 277, VDA 278, VW emissions: VW50180, Ford FLTM BZ 156-01, FLTM BZ 157-01, ISO 12219, Nissan NES methods, BMW GS methods, GM GMW methods, Volvo STD methods | SCC / ISO 17025
16471 | Water condensible 100% humidity |  | SCC / ISO 17025
16472 | Watertightness - Pivoted doors, windows and furniture | BS 6375-1:2015, BS EN 1027:2000, BS EN 1027:2016 | SCC / ISO 17025
16473 | Weathertightness - Pivoted doors, windows and furniture | BS 6375-1:2015 | SCC / ISO 17025
16474 | Xenon-Arc UV Exposure of Plastics Intended for Outdoor Applications | ASTM D2565, BS EN ISO 4892, ISO 4892-2 | n/a
16475 | Horizontal and vertical burning for the automotive industry | ISO 3795, FMVSS302, GB8410, TL1010, UL94, & ECE R118 | SCC / ISO 17025
16476 | Manipulation test - Pivoted doors, windows and furniture | BS 6375-3:2009+A1:2013, PAS 24:2012, PAS 24:2016 | SCC / ISO 17025
16477 | Abrasion (Taber) | SAE J948:December 2003 Ford FLTM BN 108-02 Honda 7710 ZSCC_9000 6.7 Nissan NES M0141 6.2.8 Toyota TSM 0502G 4.6.4 | SCC / ISO 17025
16478 | Abuse resistance test - Horizontal Bar- Pivoted doors, windows and furniture | BS EN 1125:2013 | SCC / ISO 17025
16479 | Abuse resistance test - vertical rods- Pivoted doors, windows and furniture | BS EN 1125:2014 | SCC / ISO 17025
16480 | Abuse resistance test - Operating element - Pivoted doors, windows and furniture | BS EN 179:2009 | SCC / ISO 17025
16481 | Abuse resistance test - Vertical rods - Pivoted doors, windows and furniture | BS EN 179:2010 | SCC / ISO 17025
16482 | Adhesion Testing of Label and decal's | n/a | SCC / ISO 17025
16483 | Automatically locking deadbolt - Pivoted doors, windows and furniture | BS 3621:2007+A2:2012, BS 8621:2007+A2:2012, BS 10621:2007+A2:2012, BS EN 12209:2034 | SCC / ISO 17025
16484 | Automatically locking deadbolt - Pivoted doors, windows and furniture | BS EN 12209:2035 | SCC / ISO 17025
16485 | Automatically locking latch bolt - Pivoted doors, windows and furniture | BS 3621:2007+A2:2012, BS 8621:2007+A2:2012, BS 10621:2007+A2:2012, BS EN 12209:2035 | SCC / ISO 17025
16486 | Automatically locking latch bolt - Pivoted doors, windows and furniture | BS EN 12209:2036 | SCC / ISO 17025
16487 | Automotive Security testing |  | SCC / ISO 17025
16488 | Axial strength and method of fastening of special safety furniture- Pivoted doors, windows and furniture | BS EN 1906:2018 | SCC / ISO 17025
16489 | Axial strength of lock or latch furniture and fastening elements- Pivoted doors, windows and furniture | BS EN 1906:2013 | SCC / ISO 17025
16490 | Basic security test - Pivoted doors, windows and furniture | BS 6375-3:2009+A1:2013 | SCC / ISO 17025
16491 | Bonded systems | n/a | SCC / ISO 17025
16492 | Burglar resistance Resistance under static loading Resistance classes 1, 2 and 3 - Pivoted doors, windows and furniture | BS EN 1628:2011 BS EN 1627:2011 following the UK Police Service Secured By Design (SBD) interpretive document (Issue 7 Published 27th March 2013) for BS EN 1627:2011, BS EN 1628:2011, BS EN 1629:2011 and BS EN 1630:2011 | SCC / ISO 17025
16493 | Burglary Resistance of Construction Products | STS202:2016 | n/a
16494 | Check of spindle and fastening elements - Pivoted doors, windows and furniture | BS EN 1906:2012 | SCC / ISO 17025
16495 | Closing force - Pivoted doors, windows and furniture | BS EN 12209:2012 | SCC / ISO 17025
16496 | Closing force - Pivoted doors, windows and furniture | BS EN 14846:2024 | SCC / ISO 17025
16497 | Closing force - Pivoted doors, windows and furniture | BS 3621:2007+A2:2012, BS 8621:2007+A2:2012, BS 10621:2007+A2:2012, BS EN 12209:2012 | SCC / ISO 17025
16498 | Closure against obstruction - Pivoted doors, windows and furniture | BS 6375-3:2009+A1:2013 | SCC / ISO 17025
16499 | Coefficient of Friction Testing | ASTM D1894 | n/a
16500 | Commercial and Garage Doors and Gates | Documented In-House Methods developed using | UKAS ISO/IEC 17025
16501 | Compression Testing |  | SCC / ISO 17025
16502 | Continuous hold-open- Pivoted doors, windows and furniture | BS EN 1154:1997+A1:2009 | SCC / ISO 17025
16503 | Corrosion Resistance | BS EN 1670:2007 | n/a
16504 | Corrosion resistance - Pivoted doors, windows and furniture | BS EN 12209:2013 | SCC / ISO 17025
16505 | Corrosion resistance - Pivoted doors, windows and furniture | BS 3621:2007+A2:2012, BS 8621:2007+A2:2012, BS 10621:2007+A2:2012, BS EN 12209:2013 | SCC / ISO 17025
16506 | Corrosion resistance (Test of operation at extremes of temperatures) | BS EN 1303:2015 | SCC / ISO 17025
16507 | Corrosion resistance and temperature - Pivoted doors, windows and furniture - Pivoted doors, windows and furniture | BS EN 1303:2015 | SCC / ISO 17025
16508 | Cyclical Door and Window testing | DD171 | SCC / ISO 17025
16509 | Cycling tests - Pivoted doors, windows and furniture | E-E-QU-MAN001-Section 5 Local Appendix 2 | SCC / ISO 17025
16510 | Deadbolt projection - Pivoted doors, windows and furniture | BS 3621:2007+A2:2012, BS 8621:2007+A2:2012, BS 10621:2007+A2:2012, BS EN 12209:2019 | SCC / ISO 17025
16511 | Deadbolt projection - Pivoted doors, windows and furniture | BS EN 12209:2019 | SCC / ISO 17025
16512 | Door co-ordinator devices | BS EN 1158:1997 | n/a
16513 | Durability - Pivoted doors, windows and furniture | BS EN 1154:1997+A1:2008 | SCC / ISO 17025
16514 | Durability of deadbolt mechanism - Pivoted doors, windows and furniture | BS EN 12209:2010 | SCC / ISO 17025
16515 | Durability of deadbolt mechanism - Pivoted doors, windows and furniture | BS 3621:2007+A2:2012, BS 8621:2007+A2:2012, BS 10621:2007+A2:2012, BS EN 12209:2010 | SCC / ISO 17025
16516 | Durability of deadbolt mechanism electrically operated - Pivoted doors, windows and furniture | BS EN 14846:2022 | SCC / ISO 17025
16517 | Durability of deadbolt mechanism mechanically operated - Pivoted doors, windows and furniture | BS EN 14846:2021 | SCC / ISO 17025
16518 | Durability of latch action or electric strike without force applied electrically operated - Pivoted doors, windows and furniture | BS EN 14846:2019 | SCC / ISO 17025
16519 | Durability of latch action with force applied - Pivoted doors, windows and furniture | BS EN 12209:2009 | SCC / ISO 17025
16520 | Durability of latch action with force applied - Pivoted doors, windows and furniture | BS 3621:2007+A2:2012, BS 8621:2007+A2:2012, BS 10621:2007+A2:2012, BS EN 12209:2009 | SCC / ISO 17025
16521 | Durability of latch action without force applied - Pivoted doors, windows and furniture | BS EN 12209:2008 | SCC / ISO 17025
16522 | Durability of latch action without force applied - Pivoted doors, windows and furniture | BS 3621:2007+A2:2012, BS 8621:2007+A2:2012, BS 10621:2007+A2:2012, BS EN 12209:2008 | SCC / ISO 17025
16523 | Durability of locking snib mechanism - Pivoted doors, windows and furniture | BS EN 12209:2011 | SCC / ISO 17025
16524 | Durability of locking snib mechanism - Pivoted doors, windows and furniture | BS 3621:2007+A2:2012, BS 8621:2007+A2:2012, BS 10621:2007+A2:2012, BS EN 12209:2011 | SCC / ISO 17025
16525 | Durability of mechanical latch action without force applied - Pivoted doors, windows and furniture | BS EN 14846:2014 | SCC / ISO 17025
16526 | Durability of mechanism - Pivoted doors, windows and furniture | BS EN 1906:2017 | SCC / ISO 17025
16527 | Durability test - Pivoted doors, windows and furniture | BS EN 179:2008 | SCC / ISO 17025
16528 | Durability test - Pivoted doors, windows and furniture | BS EN 1125:2012 | SCC / ISO 17025
16529 | Durability tests - Pivoted doors, windows and furniture | BS EN 1303:2015 | SCC / ISO 17025
16530 | Durability tests - Pivoted doors, windows and furniture | BS 3621:2007+A2:2012, BS 8621:2007+A2:2012, BS 10621:2007+A2:2012, BS EN 12209:2042 | SCC / ISO 17025
16531 | Electrical release - Pivoted doors, windows and furniture | BS EN 1154:1997+A1:2005 | SCC / ISO 17025
16532 | Electrically powered hold-open devices for swing doors | BS EN 1155:1997 | n/a
16533 | Endurance - Pivoted doors, windows and furniture | BS EN 1935:2006 | SCC / ISO 17025
16534 | Enhanced security performance - Pivoted doors, windows and furniture | DHF TS 007:2014 + A1:2015 | SCC / ISO 17025
16535 | Enhanced security performance - Pivoted doors, windows and furniture | DHF TS 008: 2015 incorporating corrigendum No.1 March 2016 | SCC / ISO 17025
16536 | Falling Ball - Impact Testing | ECE R43 (Annex 3, Section 2); BS EN 438:Part 2 :2005 Clause 20 | SCC / ISO 17025
16537 | Final examination - Pivoted doors, windows and furniture | BS EN 179:2012 | SCC / ISO 17025
16538 | Final examination - Pivoted doors, windows and furniture | BS EN 1125:2015 | SCC / ISO 17025
16539 | Finger Trapping | BS 8613 | n/a
16540 | Force for manual operation - Pivoted doors, windows and furniture | BS EN 13241-1:2003+A1:2011 Clause 4.2.2, BS EN 12453:2001, BS EN 12604:2000, BS EN 12605:2000 | SCC / ISO 17025
16541 | Forces Loading tests - Pivoted doors, windows and furniture | E-E-QU-MAN001-Section 5 Local Appendix 4 | SCC / ISO 17025
16542 | Free angular movement or misalignment - Pivoted doors, windows and furniture | BS EN 1906:2015 | SCC / ISO 17025
16543 | Free play and safety - Pivoted doors, windows and furniture | BS EN 1906:2014 | SCC / ISO 17025
16544 | Functionality, endurance, and durability testing - insertion and removal, force pound test, door/boot slam and mechanical efforts. Electrical operation and monitoring, fluid and pressure. |  | SCC / ISO 17025
16545 | Glass bead testing for glazing systems | n/a | SCC / ISO 17025
16546 | Hardness |  | SCC / ISO 17025
16547 | Impact testing / indentation |  | SCC / ISO 17025
16548 | Key strength - Pivoted doors, windows and furniture | BS 3621:2007+A2:2012, BS 8621:2007+A2:2012, BS 10621:2007+A2:2012, BS EN 12209:2041 | SCC / ISO 17025
16549 | Key strength - Pivoted doors, windows and furniture | BS EN 1303:2015 | SCC / ISO 17025
16550 | Label and Mircodot testing | BSIA 121 | SCC / ISO 17025
16551 | Letter plate fixings - Pivoted doors, windows and furniture | BS EN 13724:2002 (withdrawn) | SCC / ISO 17025
16552 | linear abrasion, finger rub abrasion and heel abrasion | various | SCC / ISO 17025
16553 | Load-deformation - Pivoted doors, windows and furniture | BS EN 1935:2003 | SCC / ISO 17025
16554 | Manipulation test - Pivoted doors, windows and furniture | BS 6375-3:2009+A1:2013, PAS 24:2012, PAS 24:2016 | SCC / ISO 17025
16555 | Manual locking - Pivoted doors, windows and furniture | BS 3621:2007+A2:2012, BS 8621:2007+A2:2012, BS 10621:2007+A2:2012, BS EN 12209:2032 | SCC / ISO 17025
16556 | Manual locking - Pivoted doors, windows and furniture | BS EN 12209:2033 | SCC / ISO 17025
16557 | Manual locking with intermediate locking positions - Pivoted doors, windows and furniture | BS 3621:2007+A2:2012, BS 8621:2007+A2:2012, BS 10621:2007+A2:2012, BS EN 12209:2033 | SCC / ISO 17025
16558 | Manual locking with intermediate locking positions - Pivoted doors, windows and furniture | BS EN 12209:2034 | SCC / ISO 17025
16559 | Manual release - Pivoted doors, windows and furniture | BS EN 1154:1997+A1:2004 | SCC / ISO 17025
16560 | Measurement of operating - Pivoted doors, windows and furniture | E-E-QU-MAN001-Section 5 Local Appendix 3 | SCC / ISO 17025
16561 | Measurements - Pivoted doors, windows and furniture | BS EN 1935:2002 | SCC / ISO 17025
16562 | Mechanical latch action durability with a force applied - Pivoted doors, windows and furniture | BS EN 14846:2017 | SCC / ISO 17025
16563 | Mechanical performance and durability - Pivoted doors, windows and furniture | BS EN 1154:1997+A1:2002 | SCC / ISO 17025
16564 | Minimum follower restoring torque - Pivoted doors, windows and furniture | BS 3621:2007+A2:2012, BS 8621:2007+A2:2012, BS 10621:2007+A2:2012, BS EN 12209:2039 | SCC / ISO 17025
16565 | Minimum follower restoring torque - Pivoted doors, windows and furniture | BS EN 12209:2040 | SCC / ISO 17025
16566 | Non-interpassing of keys with just one interval differ - Pivoted doors, windows and furniture | BS 3621:2007+A2:2012, BS 8621:2007+A2:2012, BS 10621:2007+A2:2012, BS EN 12209:2040 | SCC / ISO 17025
16567 | Non-Interpassing of Keys with One Interval - Pivoted doors, windows and furniture | BS EN 12209:2041 | SCC / ISO 17025
16568 | Opening overload - Pivoted doors, windows and furniture | BS EN 1154:1997+A1:2007 | SCC / ISO 17025
16569 | Operating Forces | EN 12046-2 | n/a
16570 | Operating forces - Pivoted doors, windows and furniture | BS 6375-2:2009, BS EN 947:1999 | SCC / ISO 17025
16571 | Operating Forces - Pivoted doors, windows and furniture | BS 6375-2:2009, BS EN 12046-1:2003 | SCC / ISO 17025
16572 | Operating forces of power operated doors - Pivoted doors, windows and furniture | BS EN 13241-1:2003+A1:2011 Clause 4.3.3, BS EN 12445:2001, BS EN 12453:2001 | SCC / ISO 17025
16573 | Operation at extremes of temperature - Pivoted doors, windows and furniture | BS EN 12209:2014 | SCC / ISO 17025
16574 | Operation at extremes of temperature - Pivoted doors, windows and furniture | BS 3621:2007+A2:2012, BS 8621:2007+A2:2012, BS 10621:2007+A2:2012, BS EN 12209:2014 | SCC / ISO 17025
16575 | Operation of the security mechanism - Pivoted doors, windows and furniture | BS 3621:2007+A2:2012, BS 8621:2007+A2:2012, BS 10621:2007+A2:2012, BS EN 12209:2045 | SCC / ISO 17025
16576 | Operation of the security mechanism - Pivoted doors, windows and furniture | BS EN 1303:2015 | SCC / ISO 17025
16577 | Operation time for locking and unlocking - Pivoted doors, windows and furniture | BS EN 14846:2008 | SCC / ISO 17025
16578 | Overload - Pivoted doors, windows and furniture | BS EN 1935:2004 | SCC / ISO 17025
16579 | Paint adhesion | ASTM D 3359-09e2 Ford FLTM BI 106-01 Nissan NES M0141 6.2.4 Methods A and B | SCC / ISO 17025
16580 | Pencil hardness |  | SCC / ISO 17025
16581 | Physical and performance - Scratch, Mar, Adhesion, taber Abrasion/Wear, scuffing, Erichsen, Finger abrasion, transverse abrasion, curved surface abrasion, RCA abrasion, Abrex, Martindale, Crocking, cleanability and fluid resistance. Impact, chemical resistance, stonechip, Gloss, LAB, gray scale, high pressure jet wash, and car wash brush |  | SCC / ISO 17025
16582 | protected locking plate - Pivoted doors, windows and furniture | BS EN 12209:2027 | SCC / ISO 17025
16583 | Protection against removal from door - Pivoted doors, windows and furniture | BS 3621:2007+A2:2012, BS 8621:2007+A2:2012, BS 10621:2007+A2:2012, BS EN 12209:2030 | SCC / ISO 17025
16584 | Protection against removal from door - Pivoted doors, windows and furniture | BS EN 12209:2031 | SCC / ISO 17025
16585 | Re-engaging test - Pivoted doors, windows and furniture | BS EN 179:2008 | SCC / ISO 17025
16586 | Re-engaging test - Pivoted doors, windows and furniture | BS EN 1125:2011 | SCC / ISO 17025
16587 | Release tests - Pivoted doors, windows and furniture | BS EN 179:2008 | SCC / ISO 17025
16588 | Release tests - Pivoted doors, windows and furniture | BS EN 1125:2010 | SCC / ISO 17025
16589 | Resistance to attack by chisel - Pivoted doors, windows and furniture | BS 3621:2007+A2:2012, BS 8621:2007+A2:2012, BS 10621:2007+A2:2012, BS EN 12209:2048 | SCC / ISO 17025
16590 | Resistance to attack by chisel - Pivoted doors, windows and furniture | BS EN 1303:2015 | SCC / ISO 17025
16591 | Resistance to attack by plug/cylinder extraction - Pivoted doors, windows and furniture | BS 3621:2007+A2:2012, BS 8621:2007+A2:2012, BS 10621:2007+A2:2012, BS EN 12209:2050 | SCC / ISO 17025
16592 | Resistance to attack by plug/cylinder extraction - Pivoted doors, windows and furniture | BS EN 1303:2015 | SCC / ISO 17025
16593 | Resistance to attack by twisting - Pivoted doors, windows and furniture | BS 3621:2007+A2:2012, BS 8621:2007+A2:2012, BS 10621:2007+A2:2012, BS EN 12209:2049 | SCC / ISO 17025
16594 | Resistance to attack by twisting - Pivoted doors, windows and furniture | BS EN 1303:2015 | SCC / ISO 17025
16595 | Resistance to disengaging of hook/claw bolt - Pivoted doors, windows and furniture | BS 3621:2007+A2:2012, BS 8621:2007+A2:2012, BS 10621:2007+A2:2012, BS EN 12209:2023 | SCC / ISO 17025
16596 | Resistance to disengaging of hook/claw bolt - Pivoted doors, windows and furniture | BS EN 12209:2023 | SCC / ISO 17025
16597 | Resistance to drilling - Pivoted doors, windows and furniture | BS 3621:2007+A2:2012, BS 8621:2007+A2:2012, BS 10621:2007+A2:2012, BS EN 12209:2047 | SCC / ISO 17025
16598 | Resistance to drilling - Pivoted doors, windows and furniture | BS EN 1303:2015 | SCC / ISO 17025
16599 | Resistance to drilling and side load on deadbolt - Pivoted doors, windows and furniture | BS 3621:2007+A2:2012, BS 8621:2007+A2:2012, BS 10621:2007+A2:2012, BS EN 12209:2018 | SCC / ISO 17025
16600 | Resistance to drilling and side load on deadbolt - Pivoted doors, windows and furniture | BS EN 12209:2018 | SCC / ISO 17025
16601 | Resistance to end load - Pivoted doors, windows and furniture | BS 3621:2007+A2:2012, BS 8621:2007+A2:2012, BS 10621:2007+A2:2012, BS EN 12209:2020 | SCC / ISO 17025
16602 | Resistance to end load - Pivoted doors, windows and furniture | BS EN 12209:2020 | SCC / ISO 17025
16603 | Resistance to end load on box - Pivoted doors, windows and furniture | BS EN 12209:2026 | SCC / ISO 17025
16604 | Resistance to end load on box protected locking plate - Pivoted doors, windows and furniture | BS 3621:2007+A2:2012, BS 8621:2007+A2:2012, BS 10621:2007+A2:2012, BS EN 12209:2026 | SCC / ISO 17025
16605 | Resistance to end load with drilling - Pivoted doors, windows and furniture | BS 3621:2007+A2:2012, BS 8621:2007+A2:2012, BS 10621:2007+A2:2012, BS EN 12209:2021 | SCC / ISO 17025
16606 | Resistance to end load with drilling - Pivoted doors, windows and furniture | BS EN 12209:2021 | SCC / ISO 17025
16607 | Resistance to forcing of locating device in sliding door locks - Pivoted doors, windows and furniture | BS 3621:2007+A2:2012, BS 8621:2007+A2:2012, BS 10621:2007+A2:2012, BS EN 12209:2024 | SCC / ISO 17025
16608 | Resistance to forcing of locating device in sliding door locks - Pivoted doors, windows and furniture | BS EN 12209:2024 | SCC / ISO 17025
16609 | Resistance to Hard Body Impact | EN 950 | n/a
16610 | Resistance to hard body impact - Pivoted doors, windows and furniture | BS 6375-2:2009, BS EN 947:1999 | SCC / ISO 17025
16611 | Resistance to lifting force on locking plate - Pivoted doors, windows and furniture | BS 3621:2007+A2:2012, BS 8621:2007+A2:2012, BS 10621:2007+A2:2012, BS EN 12209:2029 | SCC / ISO 17025
16612 | Resistance to lifting force on locking plate - Pivoted doors, windows and furniture | BS EN 12209:2030 | SCC / ISO 17025
16613 | Resistance to pulling of hook/claw bolt - Pivoted doors, windows and furniture | BS 3621:2007+A2:2012, BS 8621:2007+A2:2012, BS 10621:2007+A2:2012, BS EN 12209:2022 | SCC / ISO 17025
16614 | Resistance to pulling of hook/claw bolt - Pivoted doors, windows and furniture | BS EN 12209:2022 | SCC / ISO 17025
16615 | Resistance to pulling off of knob on bored lock and latch set - Pivoted doors, windows and furniture | BS 3621:2007+A2:2012, BS 8621:2007+A2:2012, BS 10621:2007+A2:2012, BS EN 12209:2025 | SCC / ISO 17025
16616 | Resistance to pulling off of knob on bored lock and latch set - Pivoted doors, windows and furniture | BS EN 12209:2025 | SCC / ISO 17025
16617 | Resistance to pulling on locking plate - Pivoted doors, windows and furniture | BS 3621:2007+A2:2012, BS 8621:2007+A2:2012, BS 10621:2007+A2:2012, BS EN 12209:2028 | SCC / ISO 17025
16618 | Resistance to pulling on locking plate - Pivoted doors, windows and furniture | BS EN 12209:2029 | SCC / ISO 17025
16619 | Resistance to racking | EN 1408 | n/a
16620 | Resistance to racking - Pivoted doors, windows and furniture | BS 6375-2:2009 BS EN 14608:2004 | SCC / ISO 17025
16621 | Resistance to repeated opening and closing - Pivoted doors, windows and furniture | BS 6375-2:2009, BS EN 947:1999 | SCC / ISO 17025
16622 | Resistance to repeated opening and closing - Pivoted doors, windows and furniture | BS EN 1191: 2012 Annex B, BS EN 1191: 2012 Annex F, BS EN 1191: 2012 Annex G, BS EN 1191:2012 Annex H | SCC / ISO 17025
16623 | Resistance to repeated opening and closing - Pivoted doors, windows and furniture | BS 6375-2:2009, BS EN 1191:2000 | SCC / ISO 17025
16624 | Resistance to side load on deadbolt - Pivoted doors, windows and furniture | BS 3621:2007+A2:2012, BS 8621:2007+A2:2012, BS 10621:2007+A2:2012, BS EN 12209:2017 | SCC / ISO 17025
16625 | Resistance to side load on deadbolt - Pivoted doors, windows and furniture | BS EN 12209:2017 | SCC / ISO 17025
16626 | Resistance to side load on latch - Pivoted doors, windows and furniture | BS EN 14846:2009 | SCC / ISO 17025
16627 | Resistance to side load on latch bolt - Pivoted doors, windows and furniture | BS EN 12209:2004 | SCC / ISO 17025
16628 | Resistance to side load on latch bolt - Pivoted doors, windows and furniture | BS 3621:2007+A2:2012, BS 8621:2007+A2:2012, BS 10621:2007+A2:2012, BS EN 12209:2004 | SCC / ISO 17025
16629 | Resistance to side load on locking plate - Pivoted doors, windows and furniture | BS 3621:2007+A2:2012, BS 8621:2007+A2:2012, BS 10621:2007+A2:2012, BS EN 12209:2027 | SCC / ISO 17025
16630 | Resistance to side load on locking plate - Pivoted doors, windows and furniture | BS EN 12209:2028 | SCC / ISO 17025
16631 | Resistance to Soft & Heavy Body Impact | EN 949 | n/a
16632 | Resistance to soft and heavy body impact - Pivoted doors, windows and furniture | BS 6375-2:2009, BS EN 947:1999 | SCC / ISO 17025
16633 | Resistance to static torsion - Pivoted doors, windows and furniture | BS 6375-2:2009, BS EN 947:1999 | SCC / ISO 17025
16634 | Resistance to static torsion - Pivoted doors, windows and furniture | BS 6375-2:2009, BS EN 14609:2004 | SCC / ISO 17025
16635 | Resistance to vertical load - Pivoted doors, windows and furniture | BS 6375-2:2009, BS EN 947:1999 | SCC / ISO 17025
16636 | Return force of latch bolt - Pivoted doors, windows and furniture | BS EN 12209:2003 | SCC / ISO 17025
16637 | Return force of latch bolt - Pivoted doors, windows and furniture | BS 3621:2007+A2:2012, BS 8621:2007+A2:2012, BS 10621:2007+A2:2012, BS EN 12209:2003 | SCC / ISO 17025
16638 | Rigidity and deflection |  | SCC / ISO 17025
16639 | Rotational strength - Pivoted doors, windows and furniture | BS EN 1906:2019 | SCC / ISO 17025
16640 | Safe opening of vertically moving doors - Pivoted doors, windows and furniture | BS EN 13241-1:2003+A1:2011 Clause 4.2.8, BS EN 12604:2000, BS EN 12605:2000 | SCC / ISO 17025
16641 | Scratch resistance | Ford FLTM BN 108-13 GMW 14698 Method B Jaguar / Land Rover TPJLR.52.004 | SCC / ISO 17025
16642 | Security - electrical function - status indication - Pivoted doors, windows and furniture | BS EN 14846:2036 | SCC / ISO 17025
16643 | Security - Pivoted doors, windows and furniture | BS EN 14846:2034 | SCC / ISO 17025
16644 | Security hardware and cylinder test Part 1 &2- Pivoted doors, windows and furniture | BS 3621:2007+A2:2012, BS 8621:2007+A2:2012, BS 10621:2007+A2:2012, BS EN 12209:2051 | SCC / ISO 17025
16645 | Security labels and microdot testing | n/a | SCC / ISO 17025
16646 | Security Performance Requirements for Replacement Cylinders and Security Hardware | TS007:2014 | n/a
16647 | Security Requirements for Letter Plate Assemblies and Slide Through Boxes | TS008:2015 | n/a
16648 | Security test - Pivoted doors, windows and furniture | BS EN 179:2011 | SCC / ISO 17025
16649 | Settleback at 90° hold open - Pivoted doors, windows and furniture | BS EN 1154:1997+A1:2003 | SCC / ISO 17025
16650 | Shear strength - Pivoted doors, windows and furniture | BS EN 1935:2005 | SCC / ISO 17025
16651 | Shear Strength Testing |  | SCC / ISO 17025
16652 | Soft and heavy body impact - Pivoted doors, windows and furniture | BS 6375-2:2009,BS EN 13049:2003 | SCC / ISO 17025
16653 | Strength of bolt actions - Pivoted doors, windows and furniture | BS 3621:2007+A2:2012, BS 8621:2007+A2:2012, BS 10621:2007+A2:2012, BS EN 12209:2038 | SCC / ISO 17025
16654 | Strength of bolt actions - Pivoted doors, windows and furniture | BS EN 12209:2039 | SCC / ISO 17025
16655 | Strength of key - Pivoted doors, windows and furniture | BS 3621:2007+A2:2012, BS 8621:2007+A2:2012, BS 10621:2007+A2:2012, BS EN 12209:2031 | SCC / ISO 17025
16656 | Strength of key - Pivoted doors, windows and furniture | BS EN 12209:2032 | SCC / ISO 17025
16657 | Strength of normal latch action and stops - Pivoted doors, windows and furniture | BS EN 12209:2006 | SCC / ISO 17025
16658 | Strength of normal latch action and stops - Pivoted doors, windows and furniture | BS EN 14846:2011 | SCC / ISO 17025
16659 | Strength of normal latch action and stops - Pivoted doors, windows and furniture | BS 3621:2007+A2:2012, BS 8621:2007+A2:2012, BS 10621:2007+A2:2012, BS EN 12209:2006 | SCC / ISO 17025
16660 | Strength of safety devices - Pivoted doors, windows and furniture | BS 6375-2:2009, BS EN 948:1999, Documented In-House Method No EX-FI-OP-BH-WL-SOP-055 | SCC / ISO 17025
16661 | Strength of safety devices - Pivoted doors, windows and furniture | BS 6375-2:2009, BS EN 14609:2004, Documented In-House Method No EX-FI-OP-BH-WL-SOP-056 | SCC / ISO 17025
16662 | Taber Abrasion Testing | ASTM D4060 | n/a
16663 | Tape testing | n/a | SCC / ISO 17025
16664 | Tensile - peel, compression, shear |  | SCC / ISO 17025
16665 | Tensile Properties of Thin Plastic Sheeting | ASTM D882 | SCC / ISO 17025
16666 | Torque of return mechanism - Pivoted doors, windows and furniture | BS EN 1906:2016 | SCC / ISO 17025
16667 | Torque resistance of knob or lever handle on bored lock and latch sets - Pivoted doors, windows and furniture | BS EN 12209:2015 | SCC / ISO 17025
16668 | Torque resistance of knob or lever handle on bored lock and latch sets - Pivoted doors, windows and furniture | BS 3621:2007+A2:2012, BS 8621:2007+A2:2012, BS 10621:2007+A2:2012, BS EN 12209:2015 | SCC / ISO 17025
16669 | Torque resistance of knob or lever handle on rim night latch - Pivoted doors, windows and furniture | BS 3621:2007+A2:2012, BS 8621:2007+A2:2012, BS 10621:2007+A2:2012, BS EN 12209:2016 | SCC / ISO 17025
16670 | Torque resistance of knob or lever handle on rim night latch lever handle on rim night latch - Pivoted doors, windows and furniture | BS EN 12209:2016 | SCC / ISO 17025
16671 | Torque resistance of lockable follower - Pivoted doors, windows and furniture | BS EN 14846:2012 | SCC / ISO 17025
16672 | Torque resistance of plug and/or cylinder - Pivoted doors, windows and furniture | BS 3621:2007+A2:2012, BS 8621:2007+A2:2012, BS 10621:2007+A2:2012, BS EN 12209:2046 | SCC / ISO 17025
16673 | Torque resistance of plug and/or cylinder - Pivoted doors, windows and furniture | BS EN 1303:2015 | SCC / ISO 17025
16674 | Torque resistance of rim lock with lockable handle/knob - Pivoted doors, windows and furniture | BS EN 12209:2007 | SCC / ISO 17025
16675 | Torque resistance of rim lock with lockable handle/knob - Pivoted doors, windows and furniture | BS 3621:2007+A2:2012, BS 8621:2007+A2:2012, BS 10621:2007+A2:2012, BS EN 12209:2007 | SCC / ISO 17025
16676 | Torque testing for automotive |  | SCC / ISO 17025
16677 | Torque to operate deadbolt - Pivoted doors, windows and furniture | BS EN 12209:2005 | SCC / ISO 17025
16678 | Torque to operate deadbolt - Pivoted doors, windows and furniture | BS EN 14846:2010 | SCC / ISO 17025
16679 | Torque to operate deadbolt - Pivoted doors, windows and furniture | BS 3621:2007+A2:2012, BS 8621:2007+A2:2012, BS 10621:2007+A2:2012, BS EN 12209:2005 | SCC / ISO 17025
16680 | Torque to withdraw latch bolt with handle - Pivoted doors, windows and furniture | BS 3621:2007+A2:2012, BS 8621:2007+A2:2012, BS 10621:2007+A2:2012, BS EN 12209:2037 | SCC / ISO 17025
16681 | Torque to withdraw latch bolt with handle - Pivoted doors, windows and furniture | BS EN 12209:2038 | SCC / ISO 17025
16682 | Torque to withdraw the latch bolt with key - Pivoted doors, windows and furniture | BS 3621:2007+A2:2012, BS 8621:2007+A2:2012, BS 10621:2007+A2:2012, BS EN 12209:2036 | SCC / ISO 17025
16683 | Torque to withdraw the latch bolt with key- Pivoted doors, windows and furniture | BS EN 12209:2037 | SCC / ISO 17025
16684 | Vibration and mechanical shock testing - Sine, Random, Resonance search and dwell. Uses electromagnetic derriton low frequency isolation trunnion. VP85 slip table |  | SCC / ISO 17025
16685 | Windows, Shutters, etc. - Noise, Tightness, Energy, Safety, etc. | EN 13241-1:2003+A1:2011, EN 14351-1:2006+A1:2010, Annex V - Testing Laboratory (AVCP) System 3 - including testing away from site (Article 46), EN 14351-1:2006+A1:2010 | SCC / ISO 17025
16686 | CMC Documentations Services for IND, NDA and ANDA | FDA / ICH Guidelines
16687 | Formulation and Product Development | N/A | FDA Registered and Inspected
16688 | Method Development and Validation | FDA / ICH Guidelines
16689 | Antibacterial activity assessment of textile materials – parallel streak method | AATCC 147:2011 | FDA Registered and Inspected
16690 | Antibacterial activity of textile products | DIN EN ISO 20743:2013 | FDA Registered and Inspected
16691 | Standard Test Method for Evaluating the Performance of Antimicrobials in or on Polymeric Solids Against Staining by Streptomyces spp. | ASTM E1428 | FDA Registered and Inspected
16692 | Sterility Testing and Microbiological Services | FDA / ICH Guidelines
16693 | Aseptic Manufacturing |  | FDA Registered and Inspected
16694 | Chemistry Manufacturing and Controls (CMC) Services | FDA / ICH Guidelines | FDA Registered and Inspected
16695 | Clinical Batch Manufacturing for Phase 1 and 2 Clinical Trials |  | FDA Registered and Inspected
16696 | Closure Compatibility, Evaluation and Selection Studies | USP/EP Published Monographs | FDA Registered and Inspected
16697 | QC Release Testing of Marketed Products | USP/EP Published Monographs | FDA Registered and Inspected
16698 | Stability Studies | FDA / ICH Guidelines
16699 | Sterile Fill-Finish |  | FDA Registered and Inspected
16700 | Electrical Safety - Audio/video, information and communication technology equipment | IEC 62368-1:2018; EN IEC 62368-1:2020/A11:2020 | ISO 17025
16701 | Electrical Safety - Audio/video, information and communication technology equipment - Part 3: Safety aspects for DC power transfer through communication cables and ports | IEC 62368-3:2017; EN IEC 62368-3:2020 | ISO 17025
16702 | Electrical Safety - Safety requirements for electrical equipment for measurement, control, and laboratory use | IEC 61010 | ISO 17025
16703 | Electromagentic Compatibility (EMC) Testing - In-House Testing | STP-1001 Site Safety Procedures, STP-1002 Initial Site Survey(s) and Test Plan(s), STP-1003 Equipment Verification, STP-1004 Power Line Conduction, STP-1005 Magnetic Field (H) Emissions, STP-1006 E-Field Emissions Testing, STP-1007 Radiated Immunity Using Licensed Transmitters, STP-1008 Conduced Immunity Testing as per EN61000-4-6 2009,, STP-1009 Electrical Fast Burst Transient Testing as per EN6100-4-4 2004, STP-1010 Voltage Surge Testing as per EN61000-4-5 2006, STP-1011 Electrostatic Discharge Testing as per, EN61000-4-2 2009, STP-1012 Voltage Dips and Interruptions, STP-1013 Voltage Fluctuations and Flicker Testing | ISO 17025
16704 | Electromagnetic Compatibility (EMC) Testing - Civil Tests | EN 55011:2007+A1:2007, EN55011:2009+A1:2010, AN/NZS CISPR 11:2004, EN 55013:2001+A1:2003+A2:2006, CISPR 13:2006 Edition 4.2, CISPR 13:2009 Edition 5.0, AS/NZS CISPR 13:2004, AS/NZS CISPR14.1:2010 , EN 55015:2006+A1:2007+A2:2009 , EN 55015:2013 , CISPR 15:2009 Ed 7.2 , AS/NZS CISPR 15:2006 , EN 55022: 1998 , EN 55022:2006 + A1:2007 , EN, 55022:2010 , CISPR 22:1997 , CISPR 22:2006 Ed 5.2 , CISPR22: 2008 , AS/NZS CISPR 22:2006 , AS/NZS CISPR 22:2009+A1:2010 , CAN/CSA-CEI/ IEC CISPR , FCC CFR 47:Part 18 | ISO 17025
16705 | Electromagnetic Compatibility (EMC) Testing - Civil Tests, Conducted Current Harmonics | EN 61000-3-2:2006 + A1:2009+ A2:2009, IEC 61000-3-2:2009 Ed 3.2, EN61000-3-2:2014 | ISO 17025
16706 | Electromagnetic Compatibility (EMC) Testing - Civil Tests, Signal and Control Lines | EN 50065-1:1991 , EN 55011:2009+A1:2010 , EN 55014-1:2006+A1:2009 , EN 55022:19981 , EN 55022:2006 + A1:20071 , CISPR 22:2006 Ed 5.21 , CISPR 22:20081 , AS/NZS CISPR 22:20061 ,AS/NZS CISPR 22:2009 +A1:2010 , EN 55032:2012 , FCC CFR 47 Part 15B , FCC CFR 47:Part 18 , VCCI V-31 , AS/NZS CISPR14.1:2010 , EN 55015:2006+A1:2007+A2:2009 , EN 55015:2013 , CISPR 15:2009 Ed 7.2 , AS/NZS CISPR 15:2006 , EN 55022: 1998 , EN 55022:2006 + A1:2007 , EN 55022:2010 , CISPR 22:1997 , CISPR 22:2006 Ed 5.2 , CISPR22: 2008 , AS/NZS CISPR 22:2006 , AS/NZS CISPR 22:2009+A1:2010 , CAN/CSA-CEI/ IEC CISPR , FCC CFR 47:Part 18 | ISO 17025
16707 | Electromagnetic Compatibility (EMC) Testing - Compass Safe Distance | EN 60945:2002 Section 11.2 | ISO 17025
16708 | Electromagnetic Compatibility (EMC) Testing - Conducted AC Mains Flicker | EN 61000-3-3:2008, EN 61000-3-3:2013, IEC 61000-3-3:2008 Ed 2.0 | ISO 17025
16709 | Electromagnetic Compatibility (EMC) Testing - Conducted and Radiated Emissions | CISPR 12:2001, CISPR 25:2002 2004/104/EC, Annexes IV, V, VII and VIII 2005/83/EC, EN50498:2010 72/245/EEC 97/24/EEC Chapter 8 2009/64/EC, ECE Regulation 10.04, ECE Regulation 10.05 | ISO 17025
16710 | Electromagnetic Compatibility (EMC) Testing - Conducted Immunity BCI | ISO 11452-1:2005, ISO 11452-4:2005, substitution method, 2004/104/EC Annexes IX 2005/83/EC, EN50498:2010 72/245/EEC 97/24/EEC Chapter 8 2009/64/EC, ECE Regulation 10.04, ECE Regulation 10.05 | ISO 17025
16711 | Electromagnetic Compatibility (EMC) Testing - Conducted Susceptibility - CW, Transients and Magnetic | EN 61000-4-6:2009, IEC 61000-4-6:2008 Ed 3.0, EN 61000-4-6:2014 | ISO 17025
16712 | Electromagnetic Compatibility (EMC) Testing - Electrostatic Discharge Immunity | EN 61000-4-2:2009, IEC 61000-4-2:2008 Ed 2.0, EN 55020:2002 | ISO 17025
16713 | Electromagnetic Compatibility (EMC) Testing - Fast Transient/Burst Immunity | EN 61000-4-4:2004 + A1:2010, EN 61000-4-4:2012, IEC 61000-4-4:2004 Ed 2.0, EN 55020:2002, Documented TRaC Procedure STP09 Issue 4:1998 | ISO 17025
16714 | Electromagnetic Compatibility (EMC) Testing - Generic and Product Specification Standards - Sections 10.1.1 to 10.1.15 | EN 12184:2006 , EN 50121-2:2000 , EN 50121-2:2006 , EN 50121-3:2000 , EN 50121-3-1:2006 , EN 50121-3-2:2006 , EN 50121-4:20002 , EN 50121-4:2006 , EN 50121-5:20002 , EN 50121 5:20062 , EN 50121-1:2015 , EN 50121-2:2015 , EN 50121-3-1:2015 , EN 50121-3-2:2015, EN 50121-4:2015 , EN 50121-5:2015 , EN 50130-4:2011 , EN 50130-4:2011 + A1:2014 , EN 50131-2-3:2008 , EN 50131-2-4:2008 , EN 50131-2-5:2008 , EN 50131-4:2009 , DD CLC/TS EN 50131-7:2010 10/30227151DC (EN50131-9:2010) , EN 50131-1:2006 + A1: 2009 08/30179399 DC (EN50131-1) , EN 50131-2-2:2008 , EN 50131-3:2009 , EN 50270:2006 , EN 50293:2012 , EN 50165:1997 + A1:2001, EN 50199:1995 | ISO 17025
16715 | Electromagnetic Compatibility (EMC) Testing - Generic and Product Specification Standards - Sections 10.1.1 to 10.1.15 | EN 55014-2:1997+ A1:2001, EN 55014-2:1997+A2:2008, EN 55024:2010, CISPR 24: 2010 Ed 2.0, EN 55024:2010 + A1:2015, EN55103-1:20091, EN55103-2:2009, BS IEC 60533:1999, IEC 60601-1-2:2007 Ed 3.0, EN 60601-1-2:2007, IEC 60601-1-2:2014 Ed 4, EN 61000-6-1:2007, EN 61000-6-2:2005, EN 61000-6-3:2007, EN 61000-6-3:2007+A1:2011. IEC 61000-6-3:2011 Ed 2.1, EN 61000-6-4:2007, EN 61000-6-4:2007+A1:2011, IEC 61000-6-4:2011 Ed 2.1, EN 61204-3:2001, EN 61326-1:2013, EN 61326-2-1:2013, EN 61326-2-2:2013, EN 61326-2-3:2013, EN 61326-2-4:2013, EN 61326-2-5:2013, EN 61326-2-6:2013, EN 61547:2009, EN 61800-3:1996 | ISO 17025
16716 | Electromagnetic Compatibility (EMC) Testing - Generic and Product Specification Standards - Sections 10.1.1 to 10.1.15 | IEC 62003:2009, EN 61000-4-10:1993, EN 61000-4-13:2002, EN 61000-4-14 (undated ref), EN 61000-4-12:2006, EN 61000-4-16, EN 61000-4-28, Lloyds Register Test Specification No.1:1990, EN 300 386 V1.5.1, EN 300 386-2:1997, EN 301 489-1 V1.8.1:2008, EN 301 489-1 V1.9.2:2011, EN 301 489-2:V1.3.1:2002, EN 301 489-3:V1.6.1:2013, EN 301 489-4, V1.4.1:2009, EN 301 489-5:V1.3.1:2002, EN 301 489-6 V1.3.1:2008, EN 301 489-7 V1.3.1: 2005, EN 301 489-8 V1.2.1:2002, EN 301-489-9 V1.4.1:2007, EN 301 489-10 V1.3.1:2002, EN 301 489-11 V1.3.1:2006, EN 301 489-12 V2.2.2:2008, EN 301 489-13 V1.2.1:2002, EN 301 489-14 V1.2.1:2003, EN 301 489-15 V1.2.1:2002, EN 301 489-16 V1.2.1:2002, EN 301 489-17 v2.2.1:2012, EN 301 489-18 V1.3.1:2002, EN 301 489-19 V1.2.1:2002, EN 301 489-20 V1.2.1:2002, EN 301 489-24 V1.5.1:2010, EN 301 489-28 V1.1.1:2004, EN 60945:2002 Section 10 | ISO 17025
16717 | Electromagnetic Compatibility (EMC) Testing - Interference Power Measurements | EN 55013:2001+ A1:2001+ A2:2006, CISPR 13:2006 Edition 4.2, CISPR 13:2009 Edition 5.0 , AS/NZS CISPR 13:2004 , EN 55014-1:2006+A1:2009+ A2:2011 | ISO 17025
16718 | Electromagnetic Compatibility (EMC) Testing - Magnetic Field Emissions | EN 50366:2003 + A1:2006 Time Domain Evaluation Method, EN 62233:2008 | ISO 17025
16719 | Electromagnetic Compatibility (EMC) Testing - Power Input Checks | DEF STAN 61-5:Issue 5, DEF STAN 61-5 Part 6: Iss 6:2009 Vehicle testing, Det 01A, Det 02A, Det 03A, Det 04A, Det 05A, Det 06A, Det 07A, Det 08A, Dit 01A, Dit 02A, Dit 03A, Dit 04A Platform and Terminal Equipment testing, DET01.B, DET02.B, DET03.B, DIT01.B, DIT02.B, DIT03.B, DIT04.B, DIT05.B, DIT06.B, DIT07.B, DIT08.B, DIT01.B, MIL STD 1275B, RTCA/DO-160C, D, E F and G Section 16 | ISO 17025
16720 | Electromagnetic Compatibility (EMC) Testing - Radiated Emissions: Electric Field | EN 55011: 2009 + A1:2010, AS/NZS CISPR 11:2004, EN 55013:2001 including Amendment A1:2003 & A2:2006, CISPR 13:2006 Edition 4.2, CISPR 13:2009 Edition 5.0, AS/NZS CISPR 13:2004, EN 55015:013, EN 55015:2006 + A2:2009, EN 55015:2006 + A1:2007 + CISPR 15:2009 Ed 7.2 AS/NZS CISPR 15:2006 EN 55022:1998 EN55022:2006 + A1:2007 EN55022:2010, CISPR 22:2006 Ed 5.2 , CISPR 22:2008 Ed 6.0 , AS/NZS CISPR 22:2006 , AS/NZS CISPR 22:2009 , AS/NZS CISPR 22:2009 +A1:2010 , EN 60945:2002 Section 9.3 , FCC CFR 47:Part 15B , FCC CFR 47:Part 18 , ANSI C63.4:2003 , ANSI C63.4:2014 A,B,C,E,G , ICES-003 Issue 5:2012 , ICES-003 Issue 6:2016 , EN 55032:2012, EN 55032:2015 , GEL210 11-14-0182 | ISO 17025
16721 | Electromagnetic Compatibility (EMC) Testing - Radiated Emissions: Magnetic Field | EN 55011: 2007 + A2:2007, EN 55011:2009 + A!:2010, AS/NZA CISPR 11:2004, EN 60945:2002 Section 9.3, FCC CFR 47: Part 18, ICES-001: Issue 4: 2006 | ISO 17025
16722 | Electromagnetic Compatibility (EMC) Testing - Radiated Immunity Absorption Chamber | ISO 11452-1:2005, ISO 11452-2:2004, substitution method, ISO 11451-1:2003, ISO 11451-2:2004 2004/104/EC Annexes VI, IX 2005/83/EC, EN50498:2010 72/245/EEC 97/24/EEC Chapter 8 2009/64/EC, ECE Regulation 10.04, ECE Regulation 10.05 | ISO 17025
16723 | Electromagnetic Compatibility (EMC) Testing - Radio Frequency Susceptibility - Electric Field | EN 61000-4-3:2006+A1:2008, EN 61000-4-3:2006 + A2:2010, IEC 61000-4-3:2006 Ed 3.0, IEC 61000-4-3:2008 Ed 3.1, IEC 61000-4-3:2010 Edition 3.2 | ISO 17025
16724 | Electromagnetic Compatibility (EMC) Testing - Radio Frequency Susceptibility - Magnetic Field | EN 61000-4-8:2010, IEC 61000-4-8:2009 Ed 2.0, EN 61000-4-9:1994+ A1:2001, IEC 61000-4-9:2001 Ed 1.1 | ISO 17025
16725 | Electromagnetic Compatibility (EMC) Testing - Site Surveys - Conducted Emissions, Radiated E-Field, Radiated H-Field | Documented TRaC Procedures, STP-1004 Power Line Conduction, STP-1005 Magnetic Field (H) Emissions, STP-1006 E-Field Emissions Testing | ISO 17025
16726 | Electromagnetic Compatibility (EMC) Testing - Surge Immunity | EN 61000-4-5:2006, EN 61000-4-5:2014, ITU-T K20:2003, ITU-T K21:2000, ITU-T K21:2003, ITU-T K44:2000, ITU-T K44:2003 | ISO 17025
16727 | Electromagnetic Compatibility (EMC) Testing - Vehicular Transient Testing | ISO 7637-1:1990, ISO 7637-2:1990 12 and 24 v, ISO 7637-2:2004, pulses 1, 2a, 2b, 3a, 3b and 4 only 2004/104/EC Annexes X 2005/83/EC, EN50498:2010 72/245/EEC 97/24/EEC Chapter 8 2009/64/EC, ECE Regulation 10.04, ECE Regulation 10.05 | ISO 17025
16728 | Electromagnetic Compatibility (EMC) Testing - Voltage Dips, Interruptions and Variations | EN 61000-4-11:2004, IEC 61000-4-11:2004 Ed 2.0 | ISO 17025
16729 | Climatic Testing |  | ISO 17025
16730 | Shock & Vibration Testing |  | ISO 17025
16731 | Available Silicon | Internal SOP | ISO 17025
16732 | Cleanliness (Particle Count Method) | ISO 16232, VDA 19 | ISO 17025
16733 | Cleanliness of Fluids by Filtration | ISO 16232 | ISO 17025
16734 | Combustion Analysis (LECO) | ASTM E1019, ASTM E1409, ASTM E1941 | ISO 17025
16735 | Electrogravimetric Copper Testing |  | n/a
16736 | Fourier Transform Infrared Spectroscopy (FTIR) |  | n/a
16737 | Hydraulic fluid power — Fluid contamination — Determination of particulate contamination by the counting method using an optical microscope | ISO 4407:2002 | ISO 17025
16738 | Hydraulic fluid power — Fluids — Method for coding the level of contamination by solid particles | ISO 4406:2017 | ISO 17025
16739 | Inductively Coupled Plasma Spectroscopy (ICP) | ASTM E1479, ASTM E1097 | ISO 17025
16740 | Millipore Cleanliness Testing | n/a | n/a
16741 | Optical Emission Spectroscopy - Glow Discharge Spectroscopy (GDS-OES) | ASTM E415, ASTM E1086, ASTM E1251, ASTM E1999; | ISO 17025
16742 | Wet Chemistry - Electrolytic | ASTM E53, ASTM E75 (Sections 12 to 15), ASTM E76 (Sections 9 to 13) | ISO 17025
16743 | Coating Adhesion | ASTM C633, ASTM D3359; GM9071P; GMW14829 | ISO 17025
16744 | Coating Weight | ASTM A90, ASTM A428 | ISO 17025
16745 | Coatings and Film Characteristics | GM9071P; GM9506P; GM9507P; GM9509P | ISO 17025
16746 | Consulting for Heat Treating, Alloy & Casting Development, Specification Choice |  | n/a
16747 | Expert Witness Services |  | n/a
16748 | Failure Analysis | ASM Handbook, Volume 11 | ISO 17025
16749 | Salt Spray (Fog) Testing | ASTM B117 | ISO 17025
16750 | Dimensional Inspection *See Limitations* |  | n/a
16751 | Humidity Exposure/Resistance | ASTM D2247; GM4465P; GMW14729 | ISO 17025
16752 | Fastener Hardness Testing | ASTM F606/F606M; SAE J429 | ISO 17025
16753 | Fastener Tensile Testing (Axial, Wedge & Proof Load) | ASTM F606/F606M; SAE J429 | ISO 17025
16754 | Brinell Hardness Testing | ASTM E10, ASTM A370, ASTM E140 | ISO 17025
16755 | Hardness Contour Mapping/Automated Image Analysis |  | n/a
16756 | Jominy Hardness | ASTM A255 | n/a
16757 | Knoop/Vickers Microhardness Testing | ASTM E92, ASTM E384 | ISO 17025
16758 | Rockwell Hardness Testing | ASTM E18, ASTM A370 | ISO 17025
16759 | Superficial Rockwell Hardness Testing | ASTM E18; SAE J417 | ISO 17025
16760 | Aluminum Casting Testing (all mechanical test types) |  | n/a
16761 | Bend Testing - Welds | ASTM A370, ASTM E190, ASTM E290; AWS D1.1/D1.1M | ISO 17025
16762 | Charpy Impact Testing (open to using Liquid Helium) | ASME Sec 9; ASTM A327/327M, ASTM A370, ASTM E23; AWS D1.1, AWS D1.5; EN 10045-1; ISO 148-1 | ISO 17025
16763 | Compression Testing | ASTM E9 | ISO 17025
16764 | Die steel qualification | NADCA Specification #207, Ford Specification AMTD-DC2010, GM Worldwide Specification DC-9999-1 | n/a
16765 | Fatigue Testing on Plastics & Polymers (CAN'T CONTROL TEMP OR HUMIDITY) | n/a | n/a
16766 | Fillet Weld Break Testing | AWS D1.1/D1.1M, AWS D1.2 | ISO 17025
16767 | Hot Hardness Testing (Elevated temp) |  | n/a
16768 | IPC Certified | IPC | IPC
16769 | Load-Controlled Axial Fatigue Testing (High Cycle) | ASTM E466; GMN7152; GMW16704, GMW16705 | ISO 17025
16770 | Overstress Probe (OSP) Testing | GMW 16704, GMW 16705 | n/a
16771 | Pin Abrasion Testing | ASTM G132 | ISO 17025
16772 | Plate Bending Test | VDA 238-100, GMW14400 | n/a
16773 | Poission's Ratio | ASTM E132 | ISO 17025
16774 | Printed Circuit Board (PCB/PCBA) Testing - Interconnects, Visual Assessment, Precision Planes of Polish, Cracks, Pores, Microsectioning - NO FAILURE ANALYSIS | IPC-A-610 | n/a
16775 | Printed Circuit Board Testing - Xray of PCBs/PCBAs and Tracing out the circuits of a PCB (IPC Certified) - NO FAILURE ANALYSIS | IPC-A-610 | n/a
16776 | Residual stress determination by sectioning/hole drilling with strain gauges |  | n/a
16777 | Rotating Bending Fatigue (Rotating Beam) (Cantilever bend) | ISO 1143 | n/a
16778 | Rubber Wheel Abrasion Testing | ASTM G65 | ISO 17025
16779 | Shear Strength Testing | ASTM B769 | ISO 17025
16780 | Strain Controlled Axial Fatigue Testing (Low Cycle) - e-N Curves and strain life coefficients; coffin-manson | ASTM E606; GMW16704, GMW16705 | ISO 17025
16781 | Tensile Testing - n-value and r-value | ASTM E646; ASTM E517 | ISO 17025
16782 | Tension Testing (Tensile Strength) | ASTM A370, ASTM B557, ASTM B557M, ASTM E8/E8M2 , ASTM E21 | ISO 17025
16783 | Youngs Modulus, Tangent Modulus, and Chord Modulus | ASTM E111 | ISO 17025
16784 | Carburization / Depth of Decarburization / Case Depth | SAE J423 | ISO 17025
16785 | Case Depth Evaluation | SAE J423 | ISO 17025
16786 | Cleanliness Testing |  | n/a
16787 | Depth of Decarburization | ASTM E1077 | ISO 17025
16788 | Fractography | Various | ISO 17025
16789 | Grain Size Evaluation | ASTM E112, ASTM E930 | ISO 17025
16790 | Inclusion Ratings by Image Analysis | ASTM A247, ASTM E45 (Methods A, B, C, D, E), ASTM E1245 | ISO 17025
16791 | Intergranular Corrosion (IGA/IGO/IGC) | ASTM A262 (Practice A only) | ISO 17025
16792 | Macro-Etching | ASTM E340 | ISO 17025
16793 | Metallographic Sample Preparation | ASTM E3 | ISO 17025
16794 | Micro-Etching | ASTM E407 | ISO 17025
16795 | Optical Microscopy | ASTM E883 | ISO 17025
16796 | Plating Thickness | ASTM B487 | ISO 17025
16797 | Scanning Electron Microscopy/Energy Dispersive X-Ray Spectoscopy (SEM/EDS) | ASTM E1508 | ISO 17025
16798 | Surface Discontinuities | SAE J122, SAE J123 | ISO 17025
16799 | Cryogenic Exposure (Freezer Test) - Used to observe cracking/delamination |  | n/a
16800 | Sample Preparation: Heat Treatment, Machining (Water Jet, Glass Sectioning), Austentizing, etc. |  | n/a
16801 | Specimen Heat Treatment | Internal SOP | ISO 17025
16802 | Visual Inspection - Welding (No CWI) | ASME Sec V, Article 9; AWS D1.1 | ISO 17025
16803 | Weld Procedure & Operator Qualification Testing | ASME Section IX; AWS D1.1, AWS D1.5 | ISO 17025
Note on B309: Rob Long: Weight limit? Other limitations?
Note on B367: Rob Long: Limitations?
Note on B1586: Rob Long: Elements tested for?
Note on B1588: Rob Long: Can you explain the difference between these two? Elements tested?
Note on B1589: Rob Long: Elements tested?
Note on B1600: Rob Long: Load limit?
Note on B1606: Rob Long: Min and max joules? Subsize specimens?
Note on C1609: Rob Long: All methods for washers?
Note on B1619: Rob Long: load limit?
Note on B1620: Rob Long: load limit?
Note on B1621: Rob Long: load limit
Note on B1622: Rob Long: Temp limit?
Note on B1624: Rob Long: Elevated temp? Load limit
Note on C1637: Rob Long: Any relevant specs?
Note on C1638: Rob Long: Any relevant specs?
Note on B1649: Rob Long: CWI Qualification? On site? How far will you travel?
Note on B3132: Rob Long: Size of chamber?
Note on B3137: Rob Long: % humidity limit
Note on B3170: Rob Long: Types of tests?
Note on B3176: Rob Long: Types of tests?
Note on B3179: Rob Long: Types of testing?
Note on B3180: Rob Long: Types of testing?
Note on B5546: Rob Long: Limitations?
Note on B5547: Rob Long: Weight limit? Other limitations?
Note on B5973: Rob Long: accuracy?
Note on B6002: Rob Long: limits?
Note on B6044: Rob Long: min/max joules? Temp?
Note on B6073: Rob Long: Load Limit? Temperature range? Any sample size limits?
Note on B6195: Rob Long: %E limit?
Note on B6200: Rob Long: load limits?
Note on B6341: Rob Long: Weight limit? Other limitations?
Note on B6651: Rob Long: RH limits?
Note on B6677: Rob Long: min/max joules?
Note on B6683: Rob Long: load, %E limits?
Note on B9531: Rachel Jaynes: Temperature range? What type of extensometer is used?
Note on B9589: Rob Long: range?
Note on B9595: Rob Long: Types of failures? Ideal project.
Note on C13042: Rob Long:
Note on B13052: Rob Long: List any other capabilities not mentioned above in the list below.
Note on B13573: Rob Long: Can you explain the difference between these two? Elements tested?
Note on B15910: Rob Long:accuracy?
Note on B16017: Rob Long: Just hydrostatic?
Note on B16019: Rob Long:load limit?
Note on B16026: Rob Long:Types of tests?
Note on B16051: Rob Long:Types of tests?
Note on B16069: Rob Long:types of tests?
Note on B16090: Rob Long:load, %E limits?
Note on B16100: Rob Long:accuracy?
Note on B16765: ntierna:
Note on B16768: ntierna: Up to 1600F
Note on B16778: ntierna: Room Temp, Elevated Temp, one low and one high load